## T1
Turbine | SCADA Name | Location | Function Location | Software version available | CCU Firmware | Installation date | Generator | Blade | Temperature Type | Tower height | Rotor diameter | Site | State | Customer Group | Customer | DoC | Zone
100260618 | R1 | 690 | WF-IN-022-1043-Y1-A-001 | [8 empty] | RASIPALAYAM-G9X | South | S Basanth | S Basanth | 2012-02-02 | UDUAMLPET-G9X
100260869 | R01 | 31 | WF-IN-022-0848-Y1-A-001 | [8 empty] | RAMNAGAR-G9X | South | Flow Link Systems (P) Ltd. | Flow Link Systems (P) Ltd. | 2012-03-17 | RAMNAGER-G9X
100260871 | R05 | 557 | WF-IN-022-0848-Y1-A-004 | [8 empty] | RAMNAGAR-G9X | South | PKPN SPINNING MILLS PVT LTD | PKPN SPINNING MILLS PVT LTD | 2012-03-17 | RAMNAGER-G9X
100260870 | R04 | 566 | WF-IN-022-0848-Y1-A-002 | [8 empty] | RAMNAGAR-G9X | South | Theni Guru Krishna Textile Mills (P) Ltd. | Theni Guru Krishna Textile Mills (P) Ltd. | 2012-03-17 | RAMNAGER-G9X
100260963 | R03 | 516 | WF-IN-022-0848-Y1-A-003 | [8 empty] | RAMNAGAR-G9X | South | ARUNA ALLOY STEELS PVT. LTD | ARUNA ALLOY STEELS PVT. LTD | 2012-03-17 | RAMNAGER-G9X
100260868 | P84 | 19 | WF-IN-022-1142-Y1-A-001 | [8 empty] | PETHAPPAMPATTI-G9X | South | Livia Polymer Bottles Pvt Ltd | Livia Polymer Bottles Pvt Ltd | 2012-03-17 | UDUAMLPET-G9X
100260964 | KK2 | 519 | WF-IN-022-1108-Y0-A-004 | [8 empty] | KINATHUKADAVU-G9X | South | Lakshmi Machine Works Limited | Lakshmi Machine Works Limited | 2012-03-17 | UDUAMLPET-G9X
100260966 | KK3 | 42 | WF-IN-022-1108-Y0-A-003 | [8 empty] | KINATHUKADAVU-G9X | South | Lakshmi Machine Works Limited | Lakshmi Machine Works Limited | 2012-03-17 | UDUAMLPET-G9X
100260867 | KK4 | 31 | WF-IN-022-1108-Y0-A-002 | [8 empty] | KINATHUKADAVU-G9X | South | Lakshmi Machine Works Limited | Lakshmi Machine Works Limited | 2012-03-17 | UDUAMLPET-G9X
100260965 | KK5 | 203 | WF-IN-022-1108-Y0-A-001 | [8 empty] | KINATHUKADAVU-G9X | South | Lakshmi Machine Works Limited | Lakshmi Machine Works Limited | 2012-03-17 | UDUAMLPET-G9X
100260872 | R02 | 225 | WF-IN-022-0848-Y0-A-001 | [8 empty] | RAMNAGAR-G9X | South | LOYAL TEXTILES | LOYAL TEXTILES | 2012-06-02 | RAMNAGER-G9X
100261033 | R06 | 637 | WF-IN-022-0848-Y0-A-005 | [8 empty] | RAMNAGAR-G9X | South | LOYAL TEXTILES | LOYAL TEXTILES | 2012-06-16 | RAMNAGER-G9X
100261034 | R07 | 547 | WF-IN-022-0848-Y0-A-006 | [8 empty] | RAMNAGAR-G9X | South | Bansal Windmills Pvt.Ltd | Bansal Windmills Pvt.Ltd | 2013-05-15 | RAMNAGER-G9X

## G97 South & srilanka
Turbine | SCADA Name | Location | Function Location | Software version available | CCU Firmware | Installation date | Generator | Blade | Temperature Type | Tower height | Rotor diameter | Site | State | Customer Group | Customer | DoC | Zone
100260618 | R1 | 690 | WF-IN-022-1043-Y1-A-001 | WSG155101.01 | 0.SP04_69 |  | ABB Type Av2 | Infusion (i) - Gamesa | STD+ | 90.2 |  | RASIPALAYAM-G9X | South | S Basanth | S Basanth | 2012-02-02 | UDUAMLPET-G9X
100260869 | R01 | 31 | WF-IN-022-0848-Y1-A-001 | WSG162600.01 | 0.SP04_69 |  | Cantarey | Glass Fibre -LM | STD+ | 90.2 |  | RAMNAGAR-G9X | South | Flow Link Systems (P) Ltd. | Flow Link Systems (P) Ltd. | 2012-03-17 | RAMNAGER-G9X
100260871 | R05 | 557 | WF-IN-022-0848-Y1-A-004 | WSG155101.01 | 0.SP04_69 |  | ABB Type Av2 | Glass Fibre -LM | STD+ | 90.2 |  | RAMNAGAR-G9X | South | PKPN SPINNING MILLS PVT LTD | PKPN SPINNING MILLS PVT LTD | 2012-03-17 | RAMNAGER-G9X
100260870 | R04 | 566 | WF-IN-022-0848-Y1-A-002 | WSG155101.01 | 0.SP04_69 |  | Cantarey | Glass Fibre -LM | STD+ | 90.2 |  | RAMNAGAR-G9X | South | Theni Guru Krishna Textile Mills (P) Ltd. | Theni Guru Krishna Textile Mills (P) Ltd. | 2012-03-17 | RAMNAGER-G9X
100260963 | R03 | 516 | WF-IN-022-0848-Y1-A-003 | WSG155101.01 | 0.SP04_69 |  | ABB Type Av2 | Glass Fibre -LM | STD+ | 90.2 |  | RAMNAGAR-G9X | South | ARUNA ALLOY STEELS PVT. LTD | ARUNA ALLOY STEELS PVT. LTD | 2012-03-17 | RAMNAGER-G9X
100260868 | P84 | 19 | WF-IN-022-1142-Y1-A-001 | WSG155101.01 | 0.SP04_69 |  | Cantarey | Glass Fibre -LM | STD+ | 90m Steel (90.0 & 90.1) |  | PETHAPPAMPATTI-G9X | South | Livia Polymer Bottles Pvt Ltd | Livia Polymer Bottles Pvt Ltd | 2012-03-17 | UDUAMLPET-G9X
100260964 | KK2 | 519 | WF-IN-022-1108-Y0-A-004 | WSG155101.01 | 0.SP04_69 |  | ABB Type Av2 | Glass Fibre -LM | STD+ | 90m Steel (90.0 & 90.1) |  | KINATHUKADAVU-G9X | South | Lakshmi Machine Works Limited | Lakshmi Machine Works Limited | 2012-03-17 | UDUAMLPET-G9X
100260966 | KK3 | 42 | WF-IN-022-1108-Y0-A-003 | WSG155101.01 | 0.SP04_69 |  | Cantarey | Glass Fibre -LM | STD+ | 90m Steel (90.0 & 90.1) |  | KINATHUKADAVU-G9X | South | Lakshmi Machine Works Limited | Lakshmi Machine Works Limited | 2012-03-17 | UDUAMLPET-G9X
100260867 | KK4 | 31 | WF-IN-022-1108-Y0-A-002 | WSG152802.01 | 0.SP04_69 |  | Cantarey | Glass Fibre -LM | STD+ | 90m Steel (90.0 & 90.1) |  | KINATHUKADAVU-G9X | South | Lakshmi Machine Works Limited | Lakshmi Machine Works Limited | 2012-03-17 | UDUAMLPET-G9X
100260965 | KK5 | 203 | WF-IN-022-1108-Y0-A-001 | WSG152802.01 | 0.SP04_69 |  | Cantarey | Glass Fibre -LM | STD+ | 90m Steel (90.0 & 90.1) |  | KINATHUKADAVU-G9X | South | Lakshmi Machine Works Limited | Lakshmi Machine Works Limited | 2012-03-17 | UDUAMLPET-G9X
100260872 | R02 | 225 | WF-IN-022-0848-Y0-A-001 | WSG155101.01 | 0.SP04_69 |  | ABB Type Av2 | Glass Fibre -LM | STD+ | 90.2 |  | RAMNAGAR-G9X | South | LOYAL TEXTILES | LOYAL TEXTILES | 2012-06-02 | RAMNAGER-G9X
100261033 | R06 | 637 | WF-IN-022-0848-Y0-A-005 | WSG155101.01 | 0.SP04_69 |  | Cantarey | Glass Fibre -LM | STD+ | 90.2 |  | RAMNAGAR-G9X | South | LOYAL TEXTILES | LOYAL TEXTILES | 2012-06-16 | RAMNAGER-G9X
100261034 | R07 | 547 | WF-IN-022-0848-Y0-A-006 | WSG162600.01 | 0.SP04_69 |  | Cantarey | Glass Fibre -LM | STD+ | 90.2 |  | RAMNAGAR-G9X | South | Bansal Windmills Pvt.Ltd | Bansal Windmills Pvt.Ltd | 2013-05-15 | RAMNAGER-G9X
100261024 | R08 | 865 | WF-IN-022-0848-Y0-A-002 | WSG162600.01 | 0.SP04_69 |  | Cantarey | Glass Fibre -LM | STD+ | 90.2 |  | RAMNAGAR-G9X | South | Bansal Windmills Pvt.Ltd | Bansal Windmills Pvt.Ltd | 2013-05-15 | RAMNAGER-G9X
100261035 | R09 | 501 | WF-IN-022-0848-Y0-A-004 | WSG155101.01 | 0.SP04_69 |  | Cantarey | Glass Fibre -LM | STD+ | 90.2 |  | RAMNAGAR-G9X | South | DOLLAR ENERGY (P) Ltd | DOLLAR ENERGY (P) Ltd | 2013-06-03 | RAMNAGER-G9X
100261191 | G9706 | 273/1+2+3/2 | WF-IN-010-1238-Y0-A-006 | WSG152802.01 | 0.SP04_69 |  | Cantarey | Glass Fibre -LM | STD+ | 90m Steel (90.0 & 90.1) |  | CHIKKODI-G9X | South | Renew Wind Energy (Jath) P. Ltd | Renew Wind Energy (Jath) P. Ltd | 2013-07-05 | BELGAUM-G9X
100261196 | G9705 | 265 | WF-IN-010-1238-Y0-A-005 | WSG152802.01 | 0.SP04_69 |  | Cantarey | Glass Fibre -LM | STD+ | 90m Steel (90.0 & 90.1) |  | CHIKKODI-G9X | South | Renew Wind Energy (Jath) P. Ltd | Renew Wind Energy (Jath) P. Ltd | 2013-07-06 | BELGAUM-G9X
100261189 | G9703 | 303/2 | WF-IN-010-1238-Y0-A-003 | WSG152802.01 | 0.SP04_69 |  | Cantarey | Glass Fibre -LM | STD+ | 90m Steel (90.0 & 90.1) |  | CHIKKODI-G9X | South | Renew Wind Energy (Jath) P. Ltd | Renew Wind Energy (Jath) P. Ltd | 2013-07-08 | BELGAUM-G9X
100261187 | G9702 | 302/3 | WF-IN-010-1238-Y0-A-002 | WSG152802.01 | 0.SP04_69 |  | Cantarey | Glass Fibre -LM | STD+ | 90m Steel (90.0 & 90.1) |  | CHIKKODI-G9X | South | Renew Wind Energy (Jath) P. Ltd | Renew Wind Energy (Jath) P. Ltd | 2013-07-08 | BELGAUM-G9X
100261195 | G9701 | 84/1 & 84/2 | WF-IN-010-1238-Y0-A-001 | WSG152802.01 | 0.SP04_69 |  | Cantarey | Glass Fibre -LM | STD+ | 90m Steel (90.0 & 90.1) |  | CHIKKODI-G9X | South | Renew Wind Energy (Jath) P. Ltd | Renew Wind Energy (Jath) P. Ltd | 2013-07-09 | BELGAUM-G9X
100261190 | G9704 | GCKD4 | WF-IN-010-1238-Y0-A-004 | WSG152802.01 | 0.SP04_69 |  | Cantarey | Glass Fibre -LM | STD+ | 90m Steel (90.0 & 90.1) |  | CHIKKODI-G9X | South | Renew Wind Energy (Jath) P. Ltd | Renew Wind Energy (Jath) P. Ltd | 2013-07-10 | BELGAUM-G9X
100261192 | G9707 | GCKD7 | WF-IN-010-1238-Y0-A-007 | WSG152802.01 | 0.SP04_69 |  | Cantarey | Glass Fibre -LM | STD+ | 90m Steel (90.0 & 90.1) |  | CHIKKODI-G9X | South | Renew Wind Energy (Jath) P. Ltd | Renew Wind Energy (Jath) P. Ltd | 2013-07-14 | BELGAUM-G9X
100261194 | G9708 | GCKD8 | WF-IN-010-1238-Y0-A-008 | WSG152802.01 | 0.SP04_69 |  | ABB Type Av2 | Glass Fibre -LM | STD+ | 90m Steel (90.0 & 90.1) |  | CHIKKODI-G9X | South | Renew Wind Energy (Jath) P. Ltd | Renew Wind Energy (Jath) P. Ltd | 2013-07-20 | BELGAUM-G9X
100261193 | G9709 | GCKD9 | WF-IN-010-1238-Y0-A-009 | WSG152802.01 | 0.SP04_69 |  | ABB Type Av2 | Glass Fibre -LM | STD+ | 90m Steel (90.0 & 90.1) |  | CHIKKODI-G9X | South | Renew Wind Energy (Jath) P. Ltd | Renew Wind Energy (Jath) P. Ltd | 2013-07-14 | BELGAUM-G9X
100261188 | G97-66 | 66 | WF-IN-001-1251-Y0-A-002 | WSG155101.01 | P_SP00_16 |  | Cantarey | Glass Fibre -LM | STD+ | 90.2 |  | RAYALA-G9X | South | Rayala Wind Power Company Private Limited | Rayala Wind Power Company Private Limited | 2014-01-18 | TADIPATRI-G9X
100261240 | G97-65 | 65 | WF-IN-001-1251-Y0-A-003 | WSG155101.01 | P_SP00_16 |  | ABB Type Av2 | Glass Fibre -LM | STD+ | 90.2 |  | RAYALA-G9X | South | Rayala Wind Power Company Private Limited | Rayala Wind Power Company Private Limited | 2014-01-18 | TADIPATRI-G9X
100261184 | G97-60 | 60 | WF-IN-001-1251-Y0-A-007 | WSG155101.01 | P_SP00_16 |  | ABB Type Av2 | Glass Fibre -LM | STD+ | 90.2 |  | RAYALA-G9X | South | Rayala Wind Power Company Private Limited | Rayala Wind Power Company Private Limited | 2014-01-19 | TADIPATRI-G9X
100261250 | G97-71 | 71 | WF-IN-001-1251-Y0-A-005 | WSG155101.01 | P_SP00_16 |  | ABB Type Av2 | Glass Fibre -LM | STD+ | 90.2 |  | RAYALA-G9X | South | Rayala Wind Power Company Private Limited | Rayala Wind Power Company Private Limited | 2014-01-20 | TADIPATRI-G9X
100261243 | G97-69 | 69 | WF-IN-001-1251-Y0-A-004 | WSG155101.01 | P_SP00_16 |  | ABB Type Av2 | Glass Fibre -LM | STD+ | 90.2 |  | RAYALA-G9X | South | Rayala Wind Power Company Private Limited | Rayala Wind Power Company Private Limited | 2014-01-20 | TADIPATRI-G9X
100261260 | G97-24 | 24 | WF-IN-001-1251-Y0-A-013 | WSG162600.01 | P_SP00_16 |  | ABB Type Av2 | Glass Fibre -LM | STD+ | 90.2 |  | RAYALA-G9X | South | Rayala Wind Power Company Private Limited | Rayala Wind Power Company Private Limited | 2014-01-24 | TADIPATRI-G9X
100261256 | G97-25 | 25 | WF-IN-001-1251-Y0-A-016 | WSG162600.01 | P_SP00_16 |  | ABB Type Av2 | Glass Fibre -LM | STD+ | 90.2 |  | RAYALA-G9X | South | Rayala Wind Power Company Private Limited | Rayala Wind Power Company Private Limited | 2014-01-25 | TADIPATRI-G9X
100261182 | G97-61 | 61 | WF-IN-001-1251-Y0-A-008 | WSG155101.01 | P_SP00_16 |  | ABB Type Av2 | Glass Fibre -LM | STD+ | 90.2 |  | RAYALA-G9X | South | Rayala Wind Power Company Private Limited | Rayala Wind Power Company Private Limited | 2014-01-27 | TADIPATRI-G9X
100261241 | G97-N01 | N1 | WF-IN-001-1251-Y0-A-011 | WSG162600.01 | P_SP00_16 |  | ABB Type Av2 | Glass Fibre -LM | STD+ | 90.2 |  | RAYALA-G9X | South | Rayala Wind Power Company Private Limited | Rayala Wind Power Company Private Limited | 2014-01-27 | TADIPATRI-G9X
100261237 | G97-23 | 23 | WF-IN-001-1251-Y0-A-017 | WSG162600.01 | P_SP00_16 |  | ABB Type Av2 | Glass Fibre -LM | STD+ | 90.2 |  | RAYALA-G9X | South | Rayala Wind Power Company Private Limited | Rayala Wind Power Company Private Limited | 2014-01-28 | TADIPATRI-G9X
100261236 | G97-22 | 22 | WF-IN-001-1251-Y0-A-019 | WSG162600.01 | P_SP00_16 |  | ABB Type Av2 | Glass Fibre -LM | STD+ | 90.2 |  | RAYALA-G9X | South | Rayala Wind Power Company Private Limited | Rayala Wind Power Company Private Limited | 2014-01-03 | TADIPATRI-G9X
100261259 | G97-22A | 22A | WF-IN-001-1251-Y0-A-020 | WSG162600.01 | P_SP00_16 |  | ABB Type Av2 | Glass Fibre -LM | STD+ | 90.2 |  | RAYALA-G9X | South | Rayala Wind Power Company Private Limited | Rayala Wind Power Company Private Limited | 2014-01-03 | TADIPATRI-G9X
100261238 | G97-21 | 21 | WF-IN-001-1251-Y0-A-018 | WSG162600.01 | P_SP00_16 |  | ABB Type Av2 | Glass Fibre -LM | STD+ | 90.2 |  | RAYALA-G9X | South | Rayala Wind Power Company Private Limited | Rayala Wind Power Company Private Limited | 2014-01-08 | TADIPATRI-G9X
100261262 | G97-19 | 19 | WF-IN-001-1251-Y0-A-022 | WSG162600.01 | P_SP00_16 |  | ABB Type Av2 | Glass Fibre -LM | STD+ | 90.2 |  | RAYALA-G9X | South | Rayala Wind Power Company Private Limited | Rayala Wind Power Company Private Limited | 2014-01-09 | TADIPATRI-G9X
100261185 | G97-68 | 68 | WF-IN-001-1251-Y0-A-001 | WSG155101.01 | P_SP00_16 |  | Cantarey | Glass Fibre -LM | STD+ | 90.2 |  | RAYALA-G9X | South | Rayala Wind Power Company Private Limited | Rayala Wind Power Company Private Limited | 2014-01-18 | TADIPATRI-G9X
100261258 | G97-18 | T18 | WF-IN-001-1251-Y0-A-021 | WSG162600.01 | P_SP00_16 |  | ABB Type Av2 | Glass Fibre -LM | STD+ | 90.2 |  | RAYALA-G9X | South | Rayala Wind Power Company Private Limited | Rayala Wind Power Company Private Limited | 2014-02-10 | TADIPATRI-G9X
100261242 | G97-N02 | N2 | WF-IN-001-1251-Y0-A-012 | WSG162600.01 | P_SP00_16 |  | ABB Type Av2 | Glass Fibre -LM | STD+ | 90.2 |  | RAYALA-G9X | South | Rayala Wind Power Company Private Limited | Rayala Wind Power Company Private Limited | 2014-02-18 | TADIPATRI-G9X
100261251 | G97-N03 | N3 | WF-IN-001-1251-Y0-A-015 | WSG162600.01 | P_SP00_16 |  | ABB Type Av2 | Glass Fibre -LM | STD+ | 90.2 |  | RAYALA-G9X | South | Rayala Wind Power Company Private Limited | Rayala Wind Power Company Private Limited | 2014-02-21 | TADIPATRI-G9X
100261249 | G97-N08 | N8 | WF-IN-001-1251-Y0-A-006 | WSG162600.01 | P_SP00_16 |  | ABB Type Av2 | Glass Fibre -LM | STD+ | 90.2 |  | RAYALA-G9X | South | Rayala Wind Power Company Private Limited | Rayala Wind Power Company Private Limited | 2014-02-24 | TADIPATRI-G9X
100261235 | G97-20 | 20 | WF-IN-001-1251-Y0-A-023 | WSG162600.01 | P_SP00_16 |  | Cantarey | Glass Fibre -LM | STD+ | 90.2 |  | RAYALA-G9X | South | Rayala Wind Power Company Private Limited | Rayala Wind Power Company Private Limited | 2014-02-25 | TADIPATRI-G9X
100261239 | G97-N07 | N7 | WF-IN-001-1251-Y0-A-014 | WSG162600.01 | P_SP00_16 |  | ABB Type Av2 | Glass Fibre -LM | STD+ | 90.2 |  | RAYALA-G9X | South | Rayala Wind Power Company Private Limited | Rayala Wind Power Company Private Limited | 2014-02-28 | TADIPATRI-G9X
100261220 | G97-N10 | N10 | WF-IN-001-1251-Y0-A-009 | WSG162600.01 | P_SP00_16 |  | Cantarey | Glass Fibre -LM | STD+ | 90.2 |  | RAYALA-G9X | South | Rayala Wind Power Company Private Limited | Rayala Wind Power Company Private Limited | 2014-03-04 | TADIPATRI-G9X
100261234 | G97-11 | N11 | WF-IN-001-1251-Y0-A-024 | WSG162600.01 | P_SP00_16 |  | Cantarey | Glass Fibre -LM | STD+ | 90.2 |  | RAYALA-G9X | South | Rayala Wind Power Company Private Limited | Rayala Wind Power Company Private Limited | 2014-03-10 | TADIPATRI-G9X
100261174 | G97-62 | 62 | WF-IN-001-1251-Y0-A-010 | WSG155101.01 | P_SP00_16 |  | ABB Type Av2 | Glass Fibre -LM | STD+ | 90.2 |  | RAYALA-G9X | South | Rayala Wind Power Company Private Limited | Rayala Wind Power Company Private Limited | 2014-03-13 | TADIPATRI-G9X
100261252 | G97-06 | N6 | WF-IN-001-1251-Y0-A-025 | WSG162600.01 | P_SP00_16 |  | ABB Type Av2 | Glass Fibre -LM | STD+ | 90.2 |  | RAYALA-G9X | South | Rayala Wind Power Company Private Limited | Rayala Wind Power Company Private Limited | 2014-03-18 | TADIPATRI-G9X
100261208 | G97_72 | 546/2 | WF-IN-010-1252-Y0-A-002 | WSG155101.01 | P_SP00_16 |  | ABB Type Av2 | Glass Fibre -LM | STD+ | 90m Steel (90.0 & 90.1) |  | Basavana Bagewadi-G9X | South | Fortune Five (greenko) | Fortune Five (greenko) | 2014-05-11 | Bijapur-G9X
100261186 | G97_70 | 565/3 | WF-IN-010-1252-Y0-A-004 | WSG155101.01 | P_SP00_16 |  | Cantarey | Glass Fibre -LM | STD+ | 90m Steel (90.0 & 90.1) |  | Basavana Bagewadi-G9X | South | Fortune Five (greenko) | Fortune Five (greenko) | 2014-05-11 | Bijapur-G9X
100261183 | G97N19 | 568/2 | WF-IN-010-1252-Y0-A-008 | WSG155101.01 | 0.SP04_69 |  | ABB Type Av2 | Glass Fibre -LM | STD+ | 90m Steel (90.0 & 90.1) |  | Basavana Bagewadi-G9X | South | Fortune Five (greenko) | Fortune Five (greenko) | 2014-05-15 | Bijapur-G9X
100261201 | G97_48 | 567/1A/2 | WF-IN-010-1252-Y0-A-010 | WSG155101.01 | P_SP00_16 |  | ABB Type Av2 | Glass Fibre -LM | STD+ | 90.2 |  | Basavana Bagewadi-G9X | South | Fortune Five (greenko) | Fortune Five (greenko) | 2014-05-16 | Bijapur-G9X
100261420 | G97_73 | 653/2 | WF-IN-010-1252-Y0-A-016 | WSG155101.01 | P_SP00_16 |  | Cantarey | Glass Fibre -LM | STD+ | 90.2 |  | Basavana Bagewadi-G9X | South | Fortune Five (greenko) | Fortune Five (greenko) | 2014-05-23 | Bijapur-G9X
100261204 | ITC -28 | WTG13 | WF-IN-001-1273-Y0-A-013 | WSG155101.01 | P_SP00_16 |  | ABB Type Av2 | Glass Fibre -LM | STD+ | 90.2 |  | TAGGUPARTHI-G9X (ITC) | South | ITC LIMITED | ITC LIMITED | 2014-06-25 | TADIPATRI-G9X
100261230 | ITC -29 | WTG1 | WF-IN-001-1273-Y0-A-001 | WSG155101.01 | P_SP00_16 |  | Cantarey | Glass Fibre -LM | STD+ | 90.2 |  | TAGGUPARTHI-G9X (ITC) | South | ITC LIMITED | ITC LIMITED | 2014-06-26 | TADIPATRI-G9X
100261231 | ITC -30 | WTG2 | WF-IN-001-1273-Y0-A-002 | WSG155101.01 | P_SP00_16 |  | Cantarey | Glass Fibre -LM | STD+ | 90.2 |  | TAGGUPARTHI-G9X (ITC) | South | ITC LIMITED | ITC LIMITED | 2014-06-26 | TADIPATRI-G9X
100261224 | ITC -32 | WTG3 | WF-IN-001-1273-Y0-A-003 | WSG155101.01 | P_SP00_16 |  | ABB Type Av2 | Glass Fibre -LM | STD+ | 90.2 |  | TAGGUPARTHI-G9X (ITC) | South | ITC LIMITED | ITC LIMITED | 2014-06-26 | TADIPATRI-G9X
100261228 | ITC -31 | WTG4 | WF-IN-001-1273-Y0-A-004 | WSG155101.01 | P_SP00_16 |  | ABB Type Av2 | Glass Fibre -LM | STD+ | 90.2 |  | TAGGUPARTHI-G9X (ITC) | South | ITC LIMITED | ITC LIMITED | 2014-06-26 | TADIPATRI-G9X
100261218 | ITC -33 | WTG5 | WF-IN-001-1273-Y0-A-005 | WSG155101.01 | P_SP00_16 |  | Cantarey | Glass Fibre -LM | STD+ | 90.2 |  | TAGGUPARTHI-G9X (ITC) | South | ITC LIMITED | ITC LIMITED | 2014-06-26 | TADIPATRI-G9X
100261232 | ITC -35 | WTG7 | WF-IN-001-1273-Y0-A-007 | WSG155101.01 | P_SP00_16 |  | Cantarey | Glass Fibre -LM | STD+ | 90.2 |  | TAGGUPARTHI-G9X (ITC) | South | ITC LIMITED | ITC LIMITED | 2014-06-26 | TADIPATRI-G9X
100261229 | ITC -34 | WTG8 | WF-IN-001-1273-Y0-A-008 | WSG155101.01 | P_SP00_16 |  | ABB Type Av2 | Glass Fibre -LM | STD+ | 90.2 |  | TAGGUPARTHI-G9X (ITC) | South | ITC LIMITED | ITC LIMITED | 2014-06-26 | TADIPATRI-G9X
100261246 | ITC -44 | WTG21 | WF-IN-001-1273-Y0-A-021 | WSG155101.01 | P_SP00_16 |  | ABB Type Av2 | Glass Fibre -LM | STD+ | 90.2 |  | TAGGUPARTHI-G9X (ITC) | South | ITC LIMITED | ITC LIMITED | 2014-06-25 | TADIPATRI-G9X
100261222 | ITC -45 | WTG16 | WF-IN-001-1273-Y0-A-016 | WSG155101.01 | P_SP00_16 |  | ABB Type Av2 | Glass Fibre -LM | STD+ | 90.2 |  | TAGGUPARTHI-G9X (ITC) | South | ITC LIMITED | ITC LIMITED | 2014-06-25 | TADIPATRI-G9X
100261211 | ITC -46 | WTG17 | WF-IN-001-1273-Y0-A-017 | WSG155101.01 | P_SP00_16 |  | Cantarey | Glass Fibre -LM | STD+ | 90.2 |  | TAGGUPARTHI-G9X (ITC) | South | ITC LIMITED | ITC LIMITED | 2014-06-25 | TADIPATRI-G9X
100261288 | ITC -47 | WTG18 | WF-IN-001-1273-Y0-A-018 | WSG155101.01 | P_SP00_16 |  | Cantarey | Glass Fibre -LM | STD+ | 90.2 |  | TAGGUPARTHI-G9X (ITC) | South | ITC LIMITED | ITC LIMITED | 2014-06-25 | TADIPATRI-G9X
100261214 | ITC -48 | WTG22 | WF-IN-001-1273-Y0-A-022 | WSG155101.01 | P_SP00_16 |  | ABB Type Av2 | Glass Fibre -LM | STD+ | 90.2 |  | TAGGUPARTHI-G9X (ITC) | South | ITC LIMITED | ITC LIMITED | 2014-06-25 | TADIPATRI-G9X
100261261 | ITC -49 | WTG19 | WF-IN-001-1273-Y0-A-019 | WSG155101.01 | P_SP00_16 |  | ABB Type Av2 | Glass Fibre -LM | STD+ | 90.2 |  | TAGGUPARTHI-G9X (ITC) | South | ITC LIMITED | ITC LIMITED | 2014-06-25 | TADIPATRI-G9X
100261221 | ITC -50 | WTG20 | WF-IN-001-1273-Y0-A-020 | WSG155101.01 | P_SP00_16 |  | ABB Type Av2 | Glass Fibre -LM | STD+ | 90.2 |  | TAGGUPARTHI-G9X (ITC) | South | ITC LIMITED | ITC LIMITED | 2014-06-25 | TADIPATRI-G9X
100261233 | ITC -36 | WTG6 | WF-IN-001-1273-Y0-A-006 | WSG155101.01 | P_SP00_16 |  | Cantarey | Glass Fibre -LM | STD+ | 90.2 |  | TAGGUPARTHI-G9X (ITC) | South | ITC LIMITED | ITC LIMITED | 2014-06-25 | TADIPATRI-G9X
100261199 | ITC -37 | WTG9 | WF-IN-001-1273-Y0-A-009 | WSG155101.01 | P_SP00_16 |  | ABB Type Av2 | Glass Fibre -LM | STD+ | 90.2 |  | TAGGUPARTHI-G9X (ITC) | South | ITC LIMITED | ITC LIMITED | 2014-06-25 | TADIPATRI-G9X
100261217 | ITC -38 | WTG10 | WF-IN-001-1273-Y0-A-010 | WSG155101.01 | P_SP00_16 |  | Cantarey | Glass Fibre -LM | STD+ | 90.2 |  | TAGGUPARTHI-G9X (ITC) | South | ITC LIMITED | ITC LIMITED | 2014-06-25 | TADIPATRI-G9X
100261245 | ITC -39 | WTG11 | WF-IN-001-1273-Y0-A-011 | WSG155101.01 | P_SP00_16 |  | ABB Type Av2 | Glass Fibre -LM | STD+ | 90.2 |  | TAGGUPARTHI-G9X (ITC) | South | ITC LIMITED | ITC LIMITED | 2014-06-25 | TADIPATRI-G9X
100261244 | ITC -40 | WTG12 | WF-IN-001-1273-Y0-A-012 | WSG155101.01 | P_SP00_16 |  | ABB Type Av2 | Glass Fibre -LM | STD+ | 90.2 |  | TAGGUPARTHI-G9X (ITC) | South | ITC LIMITED | ITC LIMITED | 2014-06-25 | TADIPATRI-G9X
100261227 | ITC -41 | WTG23 | WF-IN-001-1273-Y0-A-023 | WSG155101.01 | P_SP00_16 |  | ABB Type Av2 | Glass Fibre -LM | STD+ | 90.2 |  | TAGGUPARTHI-G9X (ITC) | South | ITC LIMITED | ITC LIMITED | 2014-06-25 | TADIPATRI-G9X
100261213 | ITC -42 | WTG14 | WF-IN-001-1273-Y0-A-014 | WSG155101.01 | P_SP00_16 |  | Cantarey | Glass Fibre -LM | STD+ | 90.2 |  | TAGGUPARTHI-G9X (ITC) | South | ITC LIMITED | ITC LIMITED | 2014-06-25 | TADIPATRI-G9X
100261248 | ITC -43 | WTG15 | WF-IN-001-1273-Y0-A-015 | WSG155101.01 | P_SP00_16 |  | ABB Type Av2 | Glass Fibre -LM | STD+ | 90.2 |  | TAGGUPARTHI-G9X (ITC) | South | ITC LIMITED | ITC LIMITED | 2014-06-25 | TADIPATRI-G9X
100261292 | G97N20 | 653/2 | WF-IN-010-1252-Y0-A-015 | WSG155101.01 | 0.SP04_69 |  | ABB Type Av2 | Glass Fibre -LM | STD+ | 90m Steel (90.0 & 90.1) |  | Basavana Bagewadi-G9X | South | Fortune Five (greenko) | Fortune Five (greenko) | 23-May-2014 | Bijapur-G9X
100261358 | T14 | T14 | WF-IN-001-1274-Y0-A-012 | WSG155101.01 | P_SP00_16 |  | ABB Type Av2 | Glass Fibre -LM | STD+ | 90.2 |  | TAGGUPARTHI-G9X (ENERGON) | South | Energon Power Resources Private Ltd | Energon Power Resources Private Ltd | 7-Aug-2014 | Tagguparthi-G9X
100261327 | T13 | T13 | WF-IN-001-1274-Y0-A-011 | WSG155101.01 | P_SP00_16 |  | ABB Type Av2 | Glass Fibre -LM | STD+ | 90.2 |  | TAGGUPARTHI-G9X (ENERGON) | South | Energon Power Resources Private Ltd | Energon Power Resources Private Ltd | 7-Aug-2014 | Tagguparthi-G9X
100261326 | T15 | T15 | WF-IN-001-1274-Y0-A-009 | WSG155101.01 | P_SP00_16 |  | ABB Type Av2 | Glass Fibre -LM | STD+ | 90.2 |  | TAGGUPARTHI-G9X (ENERGON) | South | Energon Power Resources Private Ltd | Energon Power Resources Private Ltd | 7-Aug-2014 | Tagguparthi-G9X
100261365 | T16 | T16 | WF-IN-001-1274-Y0-A-018 | WSG155101.01 | P_SP00_16 |  | ABB Type Av2 | Glass Fibre -LM | STD+ | 90.2 |  | TAGGUPARTHI-G9X (ENERGON) | South | Energon Power Resources Private Ltd | Energon Power Resources Private Ltd | 7-Aug-2014 | Tagguparthi-G9X
100261299 | TN07N | TN07N | WF-IN-001-1274-Y0-A-022 | WSG155101.01 | P_SP00_16 |  | ABB Type Av2 | Glass Fibre -LM | STD+ | 90.2 |  | TAGGUPARTHI-G9X (ENERGON) | South | Energon Power Resources Private Ltd | Energon Power Resources Private Ltd | 7-Aug-2014 | Tagguparthi-G9X
100261294 | TN06 | TN06 | WF-IN-001-1274-Y0-A-021 | WSG155101.01 | P_SP00_16 |  | ABB Type Av2 | Glass Fibre -LM | STD+ | 90.2 |  | TAGGUPARTHI-G9X (ENERGON) | South | Energon Power Resources Private Ltd | Energon Power Resources Private Ltd | 7-Aug-2014 | Tagguparthi-G9X
100261364 | TN08 | TN08 | WF-IN-001-1274-Y0-A-024 | WSG155101.01 | P_SP00_16 |  | ABB Type Av2 | Glass Fibre -LM | STD+ | 90.2 |  | TAGGUPARTHI-G9X (ENERGON) | South | Energon Power Resources Private Ltd | Energon Power Resources Private Ltd | 7-Aug-2014 | Tagguparthi-G9X
100261296 | TN09 | TN09 | WF-IN-001-1274-Y0-A-023 | WSG155101.01 | P_SP00_16 |  | ABB Type Av2 | Glass Fibre -LM | STD+ | 90.2 |  | TAGGUPARTHI-G9X (ENERGON) | South | Energon Power Resources Private Ltd | Energon Power Resources Private Ltd | 7-Aug-2014 | Tagguparthi-G9X
100261325 | N5 | N5 | WF-IN-001-1274-Y0-A-007 | WSG155101.01 | P_SP00_16 |  | ABB Type Av2 | Glass Fibre -LM | STD+ | 90.2 |  | TAGGUPARTHI-G9X (ENERGON) | South | Energon Power Resources Private Ltd | Energon Power Resources Private Ltd | 7-Aug-2014 | Tagguparthi-G9X
100261357 | N4 | N4 | WF-IN-001-1274-Y0-A-015 | WSG145006.06 | 0.SP04_69 |  | ABB Type Av2 | Glass Fibre -LM | STD+ | 90.2 |  | TAGGUPARTHI-G9X (ENERGON) | South | Energon Power Resources Private Ltd | Energon Power Resources Private Ltd | 7-Aug-2014 | Tagguparthi-G9X
100261356 | TN17 | TN17 | WF-IN-001-1274-Y0-A-017 | WSG155101.01 | P_SP00_16 |  | ABB Type Av2 | Glass Fibre -LM | STD+ | 90.2 |  | TAGGUPARTHI-G9X (ENERGON) | South | Energon Power Resources Private Ltd | Energon Power Resources Private Ltd | 7-Aug-2014 | Tagguparthi-G9X
100261297 | TN18 | TN18 | WF-IN-001-1274-Y0-A-015 | WSG155101.01 | P_SP00_16 |  | ABB Type Av2 | Glass Fibre -LM | STD+ | 90.2 |  | TAGGUPARTHI-G9X (ENERGON) | South | Energon Power Resources Private Ltd | Energon Power Resources Private Ltd | 7-Aug-2014 | Tagguparthi-G9X
100261359 | N12 | N12 | WF-IN-001-1274-Y0-A-001 | WSG155101.01 | P_SP00_16 |  | ABB Type Av2 | Glass Fibre -LM | STD+ | 90.2 |  | TAGGUPARTHI-G9X (ENERGON) | South | Energon Power Resources Private Ltd | Energon Power Resources Private Ltd | 7-Aug-2014 | Tagguparthi-G9X
100261303 | T27 | T27 | WF-IN-001-1274-Y0-A-003 | WSG155101.01 | P_SP00_16 |  | Cantarey | Glass Fibre -LM | STD+ | 90.2 |  | TAGGUPARTHI-G9X (ENERGON) | South | Energon Power Resources Private Ltd | Energon Power Resources Private Ltd | 7-Aug-2014 | Tagguparthi-G9X
100261302 | T26 | T26 | WF-IN-001-1274-Y0-A-004 | WSG155101.01 | P_SP00_16 |  | Cantarey | Glass Fibre -LM | STD+ | 90.2 |  | TAGGUPARTHI-G9X (ENERGON) | South | Energon Power Resources Private Ltd | Energon Power Resources Private Ltd | 7-Aug-2014 | Tagguparthi-G9X
100261328 | T22 | T22 | WF-IN-001-1274-Y0-A-020 | WSG155101.01 | P_SP00_16 |  | ABB Type Av2 | Glass Fibre -LM | STD+ | 90.2 |  | TAGGUPARTHI-G9X (ENERGON) | South | Energon Power Resources Private Ltd | Energon Power Resources Private Ltd | 7-Aug-2014 | Tagguparthi-G9X
100261293 | T20 | T20 | WF-IN-001-1274-Y0-A-014 | WSG155101.01 | P_SP00_16 |  | ABB Type Av2 | Glass Fibre -LM | STD+ | 90.2 |  | TAGGUPARTHI-G9X (ENERGON) | South | Energon Power Resources Private Ltd | Energon Power Resources Private Ltd | 7-Aug-2014 | Tagguparthi-G9X
100261314 | T21 | T21 | WF-IN-001-1274-Y0-A-016 | WSG155101.01 | P_SP00_16 |  | ABB Type Av2 | Glass Fibre -LM | STD+ | 90.2 |  | TAGGUPARTHI-G9X (ENERGON) | South | Energon Power Resources Private Ltd | Energon Power Resources Private Ltd | 7-Aug-2014 | Tagguparthi-G9X
100261295 | T19 | T19 | WF-IN-001-1274-Y0-A-012 | WSG155101.01 | P_SP00_16 |  | ABB Type Av2 | Glass Fibre -LM | STD+ | 90.2 |  | TAGGUPARTHI-G9X (ENERGON) | South | Energon Power Resources Private Ltd | Energon Power Resources Private Ltd | 7-Aug-2014 | Tagguparthi-G9X
100261301 | T23 | T23 | WF-IN-001-1274-Y0-A-005 | WSG155101.01 | P_SP00_16 |  | Cantarey | Glass Fibre -LM | STD+ | 90.2 |  | TAGGUPARTHI-G9X (ENERGON) | South | Energon Power Resources Private Ltd | Energon Power Resources Private Ltd | 7-Aug-2014 | Tagguparthi-G9X
100261300 | T24 | T24 | WF-IN-001-1274-Y0-A-019 | WSG155101.01 | P_SP00_16 |  | Cantarey | Glass Fibre -LM | STD+ | 90.2 |  | TAGGUPARTHI-G9X (ENERGON) | South | Energon Power Resources Private Ltd | Energon Power Resources Private Ltd | 7-Aug-2014 | Tagguparthi-G9X
100261360 | TN11 | TN11 | WF-IN-001-1274-Y0-A-025 | WSG155101.01 | P_SP00_16 |  | ABB Type Av2 | Glass Fibre -LM | STD+ | 90.2 |  | TAGGUPARTHI-G9X (ENERGON) | South | Energon Power Resources Private Ltd | Energon Power Resources Private Ltd | 7-Aug-2014 | Tagguparthi-G9X
100261313 | 25 | 56 | WF-IN-001-1281-Y0-A-013 | WSG155101.01 | P_SP00_16 |  | ABB Type Av2 | Glass Fibre -LM | STD+ | 90.2 |  | Rayala-II (G9X) | South | Rayala Wind Power Company Private Limited | Rayala Wind Power Company Private Limited | 18-May-2014 | TADIPATRI-G9X
100261377 | N1 | N4 | WF-IN-001-1281-Y0-A-016 | WSG162600.01 | P_SP00_16 |  | ABB Type Av2 | Glass Fibre -LM | STD+ | 90.2 |  | Rayala-II (G9X) | South | Rayala Wind Power Company Private Limited | Rayala Wind Power Company Private Limited | 17-Jun-2014 | TADIPATRI-G9X
100261306 | N3 | N9 | WF-IN-001-1281-Y0-A-015 | WSG155101.01 | P_SP00_16 |  | Cantarey | Glass Fibre -LM | STD+ | 90.2 |  | Rayala-II (G9X) | South | Rayala Wind Power Company Private Limited | Rayala Wind Power Company Private Limited | 17-Jun-2014 | TADIPATRI-G9X
100261305 | N2 | N19 | WF-IN-001-1281-Y0-A-006 | WSG155101.01 | P_SP00_16 |  | Cantarey | Glass Fibre -LM | STD+ | 90.2 |  | Rayala-II (G9X) | South | Rayala Wind Power Company Private Limited | Rayala Wind Power Company Private Limited | 25-Jun-2014 | TADIPATRI-G9X
100261390 | N15 | N15 | WF-IN-001-1281-Y0-A-007 | WSG162600.01 | P_SP00_16 |  | Cantarey | Glass Fibre -LM | STD+ | 90.2 |  | Rayala-II (G9X) | South | Rayala Wind Power Company Private Limited | Rayala Wind Power Company Private Limited | 5-Jul-2014 | TADIPATRI-G9X
100261304 | G97 N20 | N20 | WF-IN-001-1281-Y0-A-009 | WSG155101.01 | P_SP00_16 |  | Cantarey | Glass Fibre -LM | STD+ | 90.2 |  | Rayala-II (G9X) | South | Rayala Wind Power Company Private Limited | Rayala Wind Power Company Private Limited | 6-Jul-2014 | TADIPATRI-G9X
100261388 | G97 N16 | N16 | WF-IN-001-1281-Y0-A-014 | WSG162600.01 | P_SP00_16 |  | Cantarey | Glass Fibre -LM | STD+ | 90.2 |  | Rayala-II (G9X) | South | Rayala Wind Power Company Private Limited | Rayala Wind Power Company Private Limited | 6-Jul-2014 | TADIPATRI-G9X
100261331 | G97 N18 | N18 | WF-IN-001-1281-Y0-A-010 | WSG155101.01 | P_SP00_16 |  | ABB Type Av2 | Glass Fibre -LM | STD+ | 90.2 |  | Rayala-II (G9X) | South | Rayala Wind Power Company Private Limited | Rayala Wind Power Company Private Limited | 8-Jul-2014 | TADIPATRI-G9X
100261344 | G97 N17 | N17 | WF-IN-001-1281-Y0-A-008 | WSG162600.01 | P_SP00_16 |  | Cantarey | Glass Fibre -LM | STD+ | 90.2 |  | Rayala-II (G9X) | South | Rayala Wind Power Company Private Limited | Rayala Wind Power Company Private Limited | 9-Jul-2014 | TADIPATRI-G9X
100261385 | G97 17A | T17A | WF-IN-001-1281-Y0-A-012 | WSG162600.01 | P_SP00_16 |  | Cantarey | Glass Fibre -LM | STD+ | 90.2 |  | Rayala-II (G9X) | South | Rayala Wind Power Company Private Limited | Rayala Wind Power Company Private Limited | 26-Jul-2014 | TADIPATRI-G9X
100261332 | G97 12 | 12 | WF-IN-001-1281-Y0-A-001 | WSG162600.01 | P_SP00_16 |  | ABB Type Av2 | Glass Fibre -LM | STD+ | 90.2 |  | Rayala-II (G9X) | South | Rayala Wind Power Company Private Limited | Rayala Wind Power Company Private Limited | 27-Jul-2014 | TADIPATRI-G9X
100261330 | G97 13 | 13 | WF-IN-001-1281-Y0-A-002 | WSG162600.01 | P_SP00_16 |  | ABB Type Av2 | Glass Fibre -LM | STD+ | 90.2 |  | Rayala-II (G9X) | South | Rayala Wind Power Company Private Limited | Rayala Wind Power Company Private Limited | 27-Jul-2014 | TADIPATRI-G9X
100261309 | G97 17 | T17 | WF-IN-001-1281-Y0-A-005 | WSG162600.01 | P_SP00_16 |  | Cantarey | Glass Fibre -LM | STD+ | 90.2 |  | Rayala-II (G9X) | South | Rayala Wind Power Company Private Limited | Rayala Wind Power Company Private Limited | 28-Jul-2014 | TADIPATRI-G9X
100261376 | G97 14 | 15 | WF-IN-001-1281-Y0-A-003 | WSG162600.01 | P_SP00_16 |  | ABB Type Av2 | Glass Fibre -LM | STD+ | 90.2 |  | Rayala-II (G9X) | South | Rayala Wind Power Company Private Limited | Rayala Wind Power Company Private Limited | 28-Jul-2014 | TADIPATRI-G9X
100261308 | G97 15 | 15 | WF-IN-001-1281-Y0-A-004 | WSG162600.01 | P_SP00_16 |  | Cantarey | Glass Fibre -LM | STD+ | 90.2 |  | Rayala-II (G9X) | South | Rayala Wind Power Company Private Limited | Rayala Wind Power Company Private Limited | 29-Jul-2014 | TADIPATRI-G9X
100261375 | G97 16 | T16 | WF-IN-001-1281-Y0-A-011 | WSG162600.01 | P_SP00_16 |  | ABB Type Av2 | Glass Fibre -LM | STD+ | 90.2 |  | Rayala-II (G9X) | South | Rayala Wind Power Company Private Limited | Rayala Wind Power Company Private Limited | 30-Jul-2014 | TADIPATRI-G9X
100261312 | #N/A | N23 | WF-IN-001-1281-Y0-A-017 | WSG155101.01 | P_SP00_16 |  | ABB Type Av2 | Glass Fibre -LM | STD+ | 90.2 |  | Rayala-II (G9X) | South | Rayala Wind Power Company Private Limited | Rayala Wind Power Company Private Limited | 18-Aug-2014 | TADIPATRI-G9X
100261209 | G97_N2 | 266/2 | WF-IN-010-1252-Y0-A-003 | WSG155101.01 | P_SP00_16 |  | Cantarey | Glass Fibre -LM | STD+ | 90m Steel (90.0 & 90.1) |  | Basavana Bagewadi-G9X | South | Fortune Five (greenko) | Fortune Five (greenko) | 6-Jun-2014 | Bijapur-G9X
100261202 | G97_N6 | 336 | WF-IN-010-1252-Y0-A-009 | WSG155101.01 | P_SP00_16 |  | ABB Type Av2 | Glass Fibre -LM | STD+ | 90m Steel (90.0 & 90.1) |  | Basavana Bagewadi-G9X | South | Fortune Five (greenko) | Fortune Five (greenko) | 12-Jun-2014 | Bijapur-G9X
100261206 | G97_N4 | 333/1 | WF-IN-010-1252-Y0-A-007 | WSG155101.01 | P_SP00_16 |  | ABB Type Av2 | Glass Fibre -LM | STD+ | 90m Steel (90.0 & 90.1) |  | Basavana Bagewadi-G9X | South | Fortune Five (greenko) | Fortune Five (greenko) | 15-Jun-2014 | Bijapur-G9X
100261226 | G97_51 | 364/1 | WF-IN-010-1252-Y0-A-011 | WSG155101.01 | P_SP00_16 |  | ABB Type Av2 | Glass Fibre -LM | STD+ | 90m Steel (90.0 & 90.1) |  | Basavana Bagewadi-G9X | South | Fortune Five (greenko) | Fortune Five (greenko) | 15-Jun-2014 | Bijapur-G9X
100261215 | G97N18 | 335 | WF-IN-010-1252-Y0-A-018 | WSG155101.01 | P_SP00_16 |  | ABB Type Av2 | Glass Fibre -LM | STD+ | 90m Steel (90.0 & 90.1) |  | Basavana Bagewadi-G9X | South | Fortune Five (greenko) | Fortune Five (greenko) | 15-Jun-2014 | Bijapur-G9X
100261415 | G97_50 | 371 | WF-IN-010-1252-Y0-A-017 | WSG155101.01 | P_SP00_16 |  | Cantarey | Glass Fibre -LM | STD+ | 90m Steel (90.0 & 90.1) |  | Basavana Bagewadi-G9X | South | Fortune Five (greenko) | Fortune Five (greenko) | 15-Jun-2014 | Bijapur-G9X
100261203 | G97_N1 | 260 | WF-IN-010-1252-Y0-A-005 | WSG155101.01 | P_SP00_16 |  | ABB Type Av2 | Glass Fibre -LM | STD+ | 90m Steel (90.0 & 90.1) |  | Basavana Bagewadi-G9X | South | Fortune Five (greenko) | Fortune Five (greenko) | 16-Jun-2014 | Bijapur-G9X
100261207 | G97_N3 | 327 | WF-IN-010-1252-Y0-A-006 | WSG155101.01 | P_SP00_16 |  | ABB Type Av2 | Glass Fibre -LM | STD+ | 90m Steel (90.0 & 90.1) |  | Basavana Bagewadi-G9X | South | Fortune Five (greenko) | Fortune Five (greenko) | 20-Jun-2014 | Bijapur-G9X
100261406 | G97_52 | 363/1 | WF-IN-010-1252-Y0-A-013 | WSG155101.01 | 0.SP04_69 |  | ABB Type Av2 | Glass Fibre -LM | STD+ | 90.2 |  | Basavana Bagewadi-G9X | South | Fortune Five (greenko) | Fortune Five (greenko) | 26-Jun-2014 | Bijapur-G9X
100261210 | G97N16 | 273/2 | WF-IN-010-1252-Y0-A-019 | WSG155101.01 | P_SP00_16 |  | Cantarey | Glass Fibre -LM | STD+ | 90m Steel (90.0 & 90.1) |  | Basavana Bagewadi-G9X | South | Fortune Five (greenko) | Fortune Five (greenko) | 3-Jul-2014 | Bijapur-G9X
100261424 | G97N17 | 283/2 | WF-IN-010-1252-Y0-A-014 | WSG155101.01 | P_SP00_16 |  | Cantarey | Glass Fibre -LM | STD+ | 90.2 |  | Basavana Bagewadi-G9X | South | Fortune Five (greenko) | Fortune Five (greenko) | 3-Jul-2014 | Bijapur-G9X
100261405 | 0 | 296/a2 | WF-IN-010-1252-Y0-A-012 | WSG155101.01 | P_SP00_16 |  | ABB Type Av2 | Glass Fibre -LM | STD+ | 90.2 |  | Basavana Bagewadi-G9X | South | Fortune Five (greenko) | Fortune Five (greenko) | 3-Jul-2014 | Bijapur-G9X
100261225 | G97N15 | 266/1 | WF-IN-010-1252-Y0-A-020 | WSG155101.01 | P_SP00_16 |  | ABB Type Av2 | Glass Fibre -LM | STD+ | 90m Steel (90.0 & 90.1) |  | Basavana Bagewadi-G9X | South | Fortune Five (greenko) | Fortune Five (greenko) | 5-Jul-2014 | Bijapur-G9X
100261407 | G97_74 | 538/2 | WF-IN-010-1252-Y0-A-021 | WSG155101.01 | P_SP00_16 |  | ABB Type Av2 | Glass Fibre -LM | STD+ | 90.2 |  | Basavana Bagewadi-G9X | South | Fortune Five (greenko) | Fortune Five (greenko) | 6-Jul-2014 | Bijapur-G9X
100261412 | G97_39 | 601/1 | WF-IN-010-1252-Y0-A-023 | WSG155101.01 | P_SP00_16 |  | Cantarey | Glass Fibre -LM | STD+ | 90.2 |  | Basavana Bagewadi-G9X | South | Fortune Five (greenko) | Fortune Five (greenko) | 25-Jul-2014 | Bijapur-G9X
100261416 | G97_40 | 601/1 | N/A in SAP | WSG155101.01 | P_SP00_16 |  | Cantarey | Glass Fibre -LM | STD+ | 90.2 |  | Basavana Bagewadi-G9X | South | Fortune Five (greenko) | Fortune Five (greenko) | 26-Jul-2014 | Bijapur-G9X
100261205 | G97_71 | 546/1b | WF-IN-010-1252-Y0-A-001 | WSG162600.01 | P_SP00_16 |  | ABB Type Av2 | Glass Fibre -LM | STD+ | 90m Steel (90.0 & 90.1) |  | Basavana Bagewadi-G9X | South | Fortune Five (greenko) | Fortune Five (greenko) | 23-Jul-2014 | Bijapur-G9X
100261414 | G97_76 | 506/2 | WF-IN-010-1252-Y0-A-022 | WSG155101.01 | P_SP00_16 |  | Cantarey | Glass Fibre -LM | STD+ | 90.2 |  | Basavana Bagewadi-G9X | South | Fortune Five (greenko) | Fortune Five (greenko) | 23-Jul-2014 | Bijapur-G9X
100261413 | G97_77 | 238/2 | WF-IN-010-1252-Y0-A-024 | WSG155101.01 | 0.SP04_69 |  | Cantarey | Glass Fibre -LM | STD+ | 90.2 |  | Basavana Bagewadi-G9X | South | Fortune Five (greenko) | Fortune Five (greenko) | 23-Jul-2014 | Bijapur-G9X
100261291 | T25 | 25 | WF-IN-001-1274-Y0-A-013 | WSG155101.01 | P_SP00_16 |  | ABB Type Av2 | Glass Fibre -LM | STD+ | 90.2 |  | TAGGUPARTHI-G9X (ENERGON) | South | Energon Power Resources Private Ltd | Energon Power Resources Private Ltd | 11-Aug-2014 | Tagguparthi-G9X
100261362 | N1 | N1 | WF-IN-001-1274-Y0-A-027 | WSG155101.01 | P_SP00_16 |  | ABB Type Av2 | Glass Fibre -LM | STD+ | 90.2 |  | TAGGUPARTHI-G9X (ENERGON) | South | Energon Power Resources Private Ltd | Energon Power Resources Private Ltd | 20-Aug-2014 | Tagguparthi-G9X
100261298 | N3 | N3 | WF-IN-001-1274-Y0-A-017 | WSG155101.01 | P_SP00_16 |  | ABB Type Av2 | Glass Fibre -LM | STD+ | 90.2 |  | TAGGUPARTHI-G9X (ENERGON) | South | Energon Power Resources Private Ltd | Energon Power Resources Private Ltd | 20-Aug-2014 | Tagguparthi-G9X
100261363 | N2 | N2 | WF-IN-001-1274-Y0-A-026 | WSG155101.01 | P_SP00_16 |  | ABB Type Av2 | Glass Fibre -LM | STD+ | 90.2 |  | TAGGUPARTHI-G9X (ENERGON) | South | Energon Power Resources Private Ltd | Energon Power Resources Private Ltd | 20-Aug-2014 | Tagguparthi-G9X
100261327 | T13 | N13 | WF-IN-001-1274-Y0-A-006 | WSG155101.01 | P_SP00_16 |  | ABB Type Av2 | Glass Fibre -LM | STD+ | 90.2 |  | TAGGUPARTHI-G9X (ENERGON) | South | Energon Power Resources Private Ltd | Energon Power Resources Private Ltd | 7-Aug-2014 | Tagguparthi-G9X
100261391 | #N/A | N12 | 0 | WSG162600.01 | P_SP00_16 |  | Cantarey | Glass Fibre -LM | STD+ | 90.2 |  | Rayala-II (G9X) | South | Rayala Wind Power Company Private Limited | Rayala Wind Power Company Private Limited | 2014-08-23 | TADIPATRI-G9X
100261311 | #N/A | N22 | 0 | WSG162600.01 | P_SP00_16 |  | ABB Type Av2 | Glass Fibre -LM | STD+ | 90.2 |  | Rayala-II (G9X) | South | Rayala Wind Power Company Private Limited | Rayala Wind Power Company Private Limited | 2014-08-23 | TADIPATRI-G9X
100261310 | #N/A | N21 | 0 | WSG162600.01 | P_SP00_16 |  | ABB Type Av2 | Glass Fibre -LM | STD+ | 90.2 |  | Rayala-II (G9X) | South | Rayala Wind Power Company Private Limited | Rayala Wind Power Company Private Limited | 2014-08-23 | TADIPATRI-G9X
100261378 | #N/A | N14 | 0 | WSG162600.01 | P_SP00_16 |  | ABB Type Av2 | Glass Fibre -LM | STD+ | 90.2 |  | Rayala-II (G9X) | South | Rayala Wind Power Company Private Limited | Rayala Wind Power Company Private Limited | 2014-08-25 | TADIPATRI-G9X
100261386 | #N/A | N5 | 0 | WSG162600.01 | P_SP00_16 |  | Cantarey | Glass Fibre -LM | STD+ | 90.2 |  | Rayala-II (G9X) | South | Rayala Wind Power Company Private Limited | Rayala Wind Power Company Private Limited | 2014-09-05 | TADIPATRI-G9X
100261387 | #N/A | N25 | 0 | WSG155101.01 | P_SP00_16 |  | Cantarey | Glass Fibre -LM | STD+ | 90.2 |  | Rayala-II (G9X) | South | Rayala Wind Power Company Private Limited | Rayala Wind Power Company Private Limited | 2014-09-10 | TADIPATRI-G9X
100261389 | #N/A | N24 | 0 | WSG155101.01 | P_SP00_16 |  | Cantarey | Glass Fibre -LM | STD+ | 90.2 |  | Rayala-II (G9X) | South | Rayala Wind Power Company Private Limited | Rayala Wind Power Company Private Limited | 2014-09-23 | TADIPATRI-G9X
100261307 | #N/A | 10 | 0 | WSG162600.01 | P_SP00_16 |  | Cantarey | Glass Fibre -LM | STD+ | 90.2 |  | Rayala-II (G9X) | South | Rayala Wind Power Company Private Limited | Rayala Wind Power Company Private Limited | 2014-10-14 | TADIPATRI-G9X
100261438 | #N/A | 3 | 0 | WSG162600.01 | P_SP00_17 |  | ABB Type Av2 | Glass Fibre -LM | STD+ | 90.2 |  | Rayala-III (G9X) | South | Rayala Wind Power Company Private Limited | Rayala Wind Power Company Private Limited | 2014-11-27 | TADIPATRI-G9X
100261426 | #N/A | 4 | 0 | WSG162600.01 | P_SP00_17 |  | Cantarey | Glass Fibre -LM | STD+ | 90.2 |  | Rayala-III (G9X) | South | Rayala Wind Power Company Private Limited | Rayala Wind Power Company Private Limited | 2014-11-27 | TADIPATRI-G9X
100261434 | #N/A | 5 | 0 | WSG162600.01 | P_SP00_17 |  | ABB Type Av2 | Glass Fibre -LM | STD+ | 90.2 |  | Rayala-III (G9X) | South | Rayala Wind Power Company Private Limited | Rayala Wind Power Company Private Limited | 2014-11-27 | TADIPATRI-G9X
100261425 | #N/A | T6 | 0 | WSG162600.01 | P_SP00_16 |  | Cantarey | Glass Fibre -LM | STD+ | 90.2 |  | Rayala-III (G9X) | South | Rayala Wind Power Company Private Limited | Rayala Wind Power Company Private Limited | 2014-11-27 | TADIPATRI-G9X
100261435 | #N/A | T8 | 0 | WSG162600.01 | P_SP00_17 |  | ABB Type Av2 | Glass Fibre -LM | STD+ | 90.2 |  | Rayala-III (G9X) | South | Rayala Wind Power Company Private Limited | Rayala Wind Power Company Private Limited | 2014-11-27 | TADIPATRI-G9X
100261433 | #N/A | N26 | 0 | WSG155101.01 | P_SP00_16 |  | ABB Type Av2 | Glass Fibre -LM | STD+ | 90.2 |  | RAYALA-G9X | South | RAYALA WIND POWER COMPANY PRIVATE LIMITED | RAYALA WIND POWER COMPANY PRIVATE LIMITED | 2015-01-07 | TADIPATRI-G9X
100261432 | #N/A | N27 | 0 | WSG155101.01 | P_SP00_16 |  | Cantarey | Glass Fibre -LM | STD+ | 90.2 |  | RAYALA-G9X | South | RAYALA WIND POWER COMPANY PRIVATE LIMITED | RAYALA WIND POWER COMPANY PRIVATE LIMITED | 2015-01-07 | TADIPATRI-G9X
100261431 | #N/A | N28 | 0 | WSG155101.01 | P_SP00_16 |  | Cantarey | Glass Fibre -LM | STD+ | 90.2 |  | RAYALA-G9X | South | RAYALA WIND POWER COMPANY PRIVATE LIMITED | RAYALA WIND POWER COMPANY PRIVATE LIMITED | 2015-01-07 | TADIPATRI-G9X
100261411 | G97-N79 | N79 | 0 | WSG155101.01 | P_SP00_16 |  | Cantarey | Glass Fibre -LM | STD+ | 90.2 |  | RAYALA-G9X | South | RAYALA WIND POWER COMPANY PRIVATE LIMITED | RAYALA WIND POWER COMPANY PRIVATE LIMITED | 2015-01-07 | TADIPATRI-G9X
100261476 | G9701 | BH01 | 0 | WSG152802.01 | 0.SP04_69 |  | ABB Type Av2 | Glass Fibre -LM | STD+ | 90.2 |  | Musalpetty | Srilanka | SENOK WIND POWER PVT. LTD. | SENOK WIND POWER PVT. LTD. | 2015-01-07 | SRILANKA-G9X
100261478 | G9702 | BH02 | 0 | WSG152802.01 | 0.SP04_69 |  | ABB Type Av2 | Glass Fibre -LM | STD+ | 90.2 |  | Musalpetty | Srilanka | SENOK WIND POWER PVT. LTD. | SENOK WIND POWER PVT. LTD. | 2015-01-07 | SRILANKA-G9X
100261475 | G9703 | BH03 | 0 | WSG152802.01 | 0.SP04_69 |  | ABB Type Av2 | Glass Fibre -LM | STD+ | 90.2 |  | Musalpetty | Srilanka | SENOK WIND POWER PVT. LTD. | SENOK WIND POWER PVT. LTD. | 2015-01-07 | SRILANKA-G9X
100261477 | G9704 | BH04 | 0 | WSG152802.01 | 0.SP04_69 |  | ABB Type Av2 | Glass Fibre -LM | STD+ | 90.2 |  | Musalpetty | Srilanka | SENOK WIND POWER PVT. LTD. | SENOK WIND POWER PVT. LTD. | 2015-01-07 | SRILANKA-G9X
100261479 | G9705 | BH05 | 0 | WSG152802.01 | P_SP00_16 |  | ABB Type Av2 | Glass Fibre -LM | STD+ | 90.2 |  | Musalpetty | Srilanka | SENOK WIND POWER PVT. LTD. | SENOK WIND POWER PVT. LTD. | 2015-01-07 | SRILANKA-G9X
100261539 | G97-01 | GKK01 | WF-IN-010-1257-Y0-A-006-MDN | WSG162600.01 | 0.SP04_69 |  | Cantarey | Glass Fibre -LM | STD+ | 90.2 |  | KAVITAL-G9X | South | HERO FUTURE ENERGIES | CLEAN WIND POWER (MANVI) PVT. LTD | 2015-03-15 | BIJAPUR-G9X
100261562 | G97-02 | GKK02 | WF-IN-010-1257-Y0-A-012-MDN | WSG162600.01 | 0.SP04_69 |  | Cantarey | Glass Fibre -LM | STD+ | 90.2 |  | KAVITAL-G9X | South | HERO FUTURE ENERGIES | CLEAN WIND POWER (MANVI) PVT. LTD | 2015-03-15 | BIJAPUR-G9X
100261515 | G97-03 | GKK03 | WF-IN-010-1257-Y0-A-007-MDN | WSG162600.01 | 0.SP04_69 |  | ABB Type C | Glass Fibre -LM | STD+ | 90.2 |  | KAVITAL-G9X | South | HERO FUTURE ENERGIES | CLEAN WIND POWER (MANVI) PVT. LTD | 2015-03-15 | BIJAPUR-G9X
100261530 | G97-04 | GKK04 | WF-IN-010-1257-Y0-A-013-MDN | WSG162600.01 | 0.SP04_69 |  | Cantarey | Glass Fibre -LM | STD+ | 90.2 |  | KAVITAL-G9X | South | HERO FUTURE ENERGIES | CLEAN WIND POWER (MANVI) PVT. LTD | 2015-03-14 | BIJAPUR-G9X
100261514 | G97-05 | GKK05 | WF-IN-010-1257-Y0-A-004-MDN | WSG162600.01 | 0.SP04_69 |  | ABB Type Av2 | Glass Fibre -LM | STD+ | 90.2 |  | KAVITAL-G9X | South | HERO FUTURE ENERGIES | CLEAN WIND POWER (MANVI) PVT. LTD | 2015-03-14 | BIJAPUR-G9X
100261541 | G97-06 | GKK06 | WF-IN-010-1257-Y0-A-002-MDN | WSG162600.01 | 0.SP04_69 |  | Cantarey | Glass Fibre -LM | STD+ | 90.2 |  | KAVITAL-G9X | South | HERO FUTURE ENERGIES | CLEAN WIND POWER (MANVI) PVT. LTD | 2015-03-13 | BIJAPUR-G9X
100261474 | G97-07 | GKK07 | WF-IN-010-1257-Y0-A-001-MDN | WSG162600.01 | 0.SP04_69 |  | ABB Type Av2 | Glass Fibre -LM | STD+ | 90.2 |  | KAVITAL-G9X | South | HERO FUTURE ENERGIES | CLEAN WIND POWER (MANVI) PVT. LTD | 2015-03-13 | BIJAPUR-G9X
100261486 | G97-09 | GKK09 | WF-IN-010-1257-Y0-A-020-MDN | WSG162600.01 | 0.SP04_69 |  | ABB Type Av2 | Glass Fibre -LM | STD+ | 90.2 |  | KAVITAL-G9X | South | HERO FUTURE ENERGIES | CLEAN WIND POWER (MANVI) PVT. LTD | 2015-03-13 | BIJAPUR-G9X
100261532 | G97-10 | GKK10 | WF-IN-010-1257-Y0-A-018-MDN | WSG162600.01 | 0.SP04_69 |  | Cantarey | Glass Fibre -LM | STD+ | 90.2 |  | KAVITAL-G9X | South | HERO FUTURE ENERGIES | CLEAN WIND POWER (MANVI) PVT. LTD | 2015-03-15 | BIJAPUR-G9X
100261528 | G97-11 | GKK11 | WF-IN-010-1257-Y0-A-017-MDN | WSG162600.01 | 0.SP04_69 |  | Cantarey | Glass Fibre -LM | STD+ | 90.2 |  | KAVITAL-G9X | South | HERO FUTURE ENERGIES | CLEAN WIND POWER (MANVI) PVT. LTD | 2015-03-16 | BIJAPUR-G9X
100261537 | G97-12 | GKK12 | WF-IN-010-1257-Y0-A-005-MDN | WSG162600.01 | 0.SP04_69 |  | Cantarey | Glass Fibre -LM | STD+ | 90.2 |  | KAVITAL-G9X | South | HERO FUTURE ENERGIES | CLEAN WIND POWER (MANVI) PVT. LTD | 2015-03-13 | BIJAPUR-G9X
100261485 | G97-13 | GKK13 | WF-IN-010-1257-Y0-A-022-MDN | WSG162600.01 | 0.SP04_69 |  | ABB Type Av2 | Glass Fibre -LM | STD+ | 90.2 |  | KAVITAL-G9X | South | HERO FUTURE ENERGIES | CLEAN WIND POWER (MANVI) PVT. LTD | 2015-03-15 | BIJAPUR-G9X
100261533 | G97-14 | GKK14 | WF-IN-010-1257-Y0-A-019-MDN | WSG162600.01 | 0.SP04_69 |  | Cantarey | Glass Fibre -LM | STD+ | 90.2 |  | KAVITAL-G9X | South | HERO FUTURE ENERGIES | CLEAN WIND POWER (MANVI) PVT. LTD | 2015-03-15 | BIJAPUR-G9X
100261526 | G97-15 | GKK15 | WF-IN-010-1257-Y0-A-016-MDN | WSG162600.01 | 0.SP04_69 |  | Cantarey | Glass Fibre -LM | STD+ | 90.2 |  | KAVITAL-G9X | South | HERO FUTURE ENERGIES | CLEAN WIND POWER (MANVI) PVT. LTD | 2015-03-15 | BIJAPUR-G9X
100261499 | G97-17 | GKK17 | WF-IN-010-1257-Y0-A-010-MDN | WSG162600.01 | 0.SP04_69 |  | Cantarey | Glass Fibre -LM | STD+ | 90.2 |  | KAVITAL-G9X | South | HERO FUTURE ENERGIES | CLEAN WIND POWER (MANVI) PVT. LTD | 2015-03-15 | BIJAPUR-G9X
100261498 | G97-19 | GKK19 | WF-IN-010-1257-Y0-A-021-MDN | WSG162600.01 | 0.SP04_69 |  | Cantarey | Glass Fibre -LM | STD+ | 90.2 |  | KAVITAL-G9X | South | HERO FUTURE ENERGIES | CLEAN WIND POWER (MANVI) PVT. LTD | 2015-03-15 | BIJAPUR-G9X
100261504 | G97-21 | GKK21 | WF-IN-010-1257-Y0-A-008-MDN | WSG162600.01 | 0.SP04_69 |  | ABB Type C | Glass Fibre -LM | STD+ | 90.2 |  | KAVITAL-G9X | South | HERO FUTURE ENERGIES | CLEAN WIND POWER (MANVI) PVT. LTD | 2015-03-16 | BIJAPUR-G9X
100261538 | G97-22 | GKK22 | WF-IN-010-1257-Y0-A-011-MDN | WSG162600.01 | 0.SP04_69 |  | Cantarey | Glass Fibre -LM | STD+ | 90.2 |  | KAVITAL-G9X | South | HERO FUTURE ENERGIES | CLEAN WIND POWER (MANVI) PVT. LTD | 2015-03-15 | BIJAPUR-G9X
100261549 | G97-23 | GKK23 | WF-IN-010-1257-Y0-A-009-MDN | WSG162600.01 | 0.SP04_69 |  | Cantarey | Glass Fibre -LM | STD+ | 90.2 |  | KAVITAL-G9X | South | HERO FUTURE ENERGIES | CLEAN WIND POWER (MANVI) PVT. LTD | 2015-03-16 | BIJAPUR-G9X
100261527 | G97-24 | GKK24 | WF-IN-010-1257-Y0-A-015-MDN | WSG162600.01 | 0.SP04_69 |  | Cantarey | Glass Fibre -LM | STD+ | 90.2 |  | KAVITAL-G9X | South | HERO FUTURE ENERGIES | CLEAN WIND POWER (MANVI) PVT. LTD | 2015-03-14 | BIJAPUR-G9X
100261518 | G97-25 | GKK25 | WF-IN-010-1257-Y0-A-014-MDN | WSG162600.01 | 0.SP04_69 |  | ABB Type Av2 | Glass Fibre -LM | STD+ | 90.2 |  | KAVITAL-G9X | South | HERO FUTURE ENERGIES | CLEAN WIND POWER (MANVI) PVT. LTD | 2015-03-16 | BIJAPUR-G9X
100261531 | G97-08 | GKK08 | WF-IN-010-1257-Y0-A-003 | WSG162600.01 | 0.SP04_69 |  | Cantarey | Glass Fibre -LM | STD+ | 90.2 |  | KAVITAL-G9X | South | HERO FUTURE ENERGIES | CLEAN WIND POWER (MANVI) PVT. LTD | 2015-03-19 | BIJAPUR-G9X
100261558 | G97-16 | GKK16 | WF-IN-010-1257-Y0-A-024 | WSG162600.01 | 0.SP04_69 |  | Cantarey | Glass Fibre -LM | STD+ | 90.2 |  | KAVITAL-G9X | South | HERO FUTURE ENERGIES | CLEAN WIND POWER (MANVI) PVT. LTD | 2015-03-28 | BIJAPUR-G9X
100261471 | G97-18 | GKK18 | WF-IN-010-1257-Y0-A-025 | WSG162600.01 | 0.SP04_69 |  | ABB Type Av2 | Glass Fibre -LM | STD+ | 90.2 |  | KAVITAL-G9X | South | HERO FUTURE ENERGIES | CLEAN WIND POWER (MANVI) PVT. LTD | 2015-03-28 | BIJAPUR-G9X
100261547 | G97-20 | GKK20 | WF-IN-010-1257-Y0-A-023 | WSG162600.01 | 0.SP04_69 |  | Cantarey | Glass Fibre -LM | STD+ | 90.2 |  | KAVITAL-G9X | South | HERO FUTURE ENERGIES | CLEAN WIND POWER (MANVI) PVT. LTD | 2015-03-28 | BIJAPUR-G9X
100261449 | #N/A | ETP23 | WF-IN-001-1315-Y0-A-038 | WSG162600.01 | P_SP00_16 |  | ABB Type Av2 | Glass Fibre -LM | STD+ | 90.2 |  | TAGGUPARTHI-G9X (ENERGON-II) | South | Energon Power Resources Private Ltd | Energon Power Resources Private Ltd | 2015-03-11 | TADIPATRI-G9X
100261454 | #N/A | ETP24 | WF-IN-001-1315-Y0-A-039 | WSG162600.01 | P_SP00_16 |  | Cantarey | Glass Fibre -LM | STD+ | 90.2 |  | TAGGUPARTHI-G9X (ENERGON-II) | South | Energon Power Resources Private Ltd | Energon Power Resources Private Ltd | 2015-03-12 | TADIPATRI-G9X
100261452 | #N/A | ETP25 | WF-IN-001-1315-Y0-A-045 | WSG162600.01 | P_SP00_16 |  | ABB Type Av2 | Glass Fibre -LM | STD+ | 90.2 |  | TAGGUPARTHI-G9X (ENERGON-II) | South | Energon Power Resources Private Ltd | Energon Power Resources Private Ltd | 2015-03-30 | TADIPATRI-G9X
100261451 | #N/A | ETP26 | WF-IN-001-1315-Y0-A-046 | WSG162600.01 | P_SP00_16 |  | Cantarey | Glass Fibre -LM | STD+ | 90.2 |  | TAGGUPARTHI-G9X (ENERGON-II) | South | Energon Power Resources Private Ltd | Energon Power Resources Private Ltd | 2015-04-02 | TADIPATRI-G9X
100261447 | #N/A | ETP27 | WF-IN-001-1315-Y0-A-044 | WSG162600.01 | P_SP00_16 |  | ABB Type Av2 | Glass Fibre -LM | STD+ | 90.2 |  | TAGGUPARTHI-G9X (ENERGON-II) | South | Energon Power Resources Private Ltd | Energon Power Resources Private Ltd | 2015-03-30 | TADIPATRI-G9X
100261560 | #N/A | ETP214 | WF-IN-001-1315-Y0-A-043 | WSG155101.01 | P_SP00_16 |  | ABB Type Av2 | Glass Fibre -LM | STD+ | 90.2 |  | TAGGUPARTHI-G9X (ENERGON-II) | South | Energon Power Resources Private Ltd | Energon Power Resources Private Ltd | 2015-03-30 | TADIPATRI-G9X
100261559 | #N/A | ETP28 | WF-IN-001-1315-Y0-A-034 | WSG162600.01 | P_SP00_16 |  | ABB Type Av2 | Glass Fibre -LM | STD+ | 90.2 |  | TAGGUPARTHI-G9X (ENERGON-II) | South | Energon Power Resources Private Ltd | Energon Power Resources Private Ltd | 2015-03-11 | TADIPATRI-G9X
100261556 | #N/A | ETP223 | WF-IN-001-1315-Y0-A-032 | WSG162600.01 | P_SP00_16 |  | Cantarey | Glass Fibre -LM | STD+ | 90.2 |  | TAGGUPARTHI-G9X (ENERGON-II) | South | Energon Power Resources Private Ltd | Energon Power Resources Private Ltd | 2015-03-12 | TADIPATRI-G9X
100261442 | #N/A | ETP224 | WF-IN-001-1315-Y0-A-041 | WSG155101.01 | P_SP00_16 |  | Cantarey | Glass Fibre -LM | STD+ | 90.2 |  | TAGGUPARTHI-G9X (ENERGON-II) | South | Energon Power Resources Private Ltd | Energon Power Resources Private Ltd | 2015-03-30 | TADIPATRI-G9X
100261444 | #N/A | ETP225 | WF-IN-001-1315-Y0-A-040 | WSG162600.01 | P_SP00_16 |  | Cantarey | Glass Fibre -LM | STD+ | 90.2 |  | TAGGUPARTHI-G9X (ENERGON-II) | South | Energon Power Resources Private Ltd | Energon Power Resources Private Ltd | 2015-03-30 | TADIPATRI-G9X
100261448 | #N/A | ETP226 | WF-IN-001-1315-Y0-A-035 | WSG162600.01 | P_SP00_16 |  | ABB Type Av2 | Glass Fibre -LM | STD+ | 90.2 |  | TAGGUPARTHI-G9X (ENERGON-II) | South | Energon Power Resources Private Ltd | Energon Power Resources Private Ltd | 2015-03-11 | TADIPATRI-G9X
100261496 | #N/A | ETP229 | WF-IN-001-1315-Y0-A-025 | WSG155101.01 | P_SP00_16 |  | ABB Type Av2 | Glass Fibre -LM | STD+ | 90.2 |  | TAGGUPARTHI-G9X (ENERGON-II) | South | Energon Power Resources Private Ltd | Energon Power Resources Private Ltd | 2015-03-12 | TADIPATRI-G9X
100261497 | #N/A | ETP230 | WF-IN-001-1315-Y0-A-021 | WSG155101.01 | P_SP00_16 |  | ABB Type Av2 | Glass Fibre -LM | STD+ | 90.2 |  | TAGGUPARTHI-G9X (ENERGON-II) | South | Energon Power Resources Private Ltd | Energon Power Resources Private Ltd | 2015-03-13 | TADIPATRI-G9X
100261467 | #N/A | ETP231 | WF-IN-001-1315-Y0-A-019 | WSG155101.01 | P_SP00_16 |  | Cantarey | Glass Fibre -LM | STD+ | 90.2 |  | TAGGUPARTHI-G9X (ENERGON-II) | South | Energon Power Resources Private Ltd | Energon Power Resources Private Ltd | 2015-03-13 | TADIPATRI-G9X
100261489 | #N/A | ETP232 | WF-IN-001-1315-Y0-A-027 | WSG155101.01 | P_SP00_16 |  | ABB Type Av2 | Glass Fibre -LM | STD+ | 90.2 |  | TAGGUPARTHI-G9X (ENERGON-II) | South | Energon Power Resources Private Ltd | Energon Power Resources Private Ltd | 2015-03-12 | TADIPATRI-G9X
100261462 | #N/A | ETP233 | WF-IN-001-1315-Y0-A-016 | WSG155101.01 | P_SP00_16 |  | ABB Type Av2 | Glass Fibre -LM | STD+ | 90.2 |  | TAGGUPARTHI-G9X (ENERGON-II) | South | Energon Power Resources Private Ltd | Energon Power Resources Private Ltd | 2015-03-12 | TADIPATRI-G9X
100261461 | #N/A | ETP234 | WF-IN-001-1315-Y0-A-015 | WSG155101.01 | P_SP00_16 |  | ABB Type Av2 | Glass Fibre -LM | STD+ | 90.2 |  | TAGGUPARTHI-G9X (ENERGON-II) | South | Energon Power Resources Private Ltd | Energon Power Resources Private Ltd | 2015-03-12 | TADIPATRI-G9X
100261469 | #N/A | ETP235 | WF-IN-001-1315-Y0-A-013 | WSG155101.01 | P_SP00_16 |  | Cantarey | Glass Fibre -LM | STD+ | 90.2 |  | TAGGUPARTHI-G9X (ENERGON-II) | South | Energon Power Resources Private Ltd | Energon Power Resources Private Ltd | 2015-03-12 | TADIPATRI-G9X
100261458 | #N/A | ETP236 | WF-IN-001-1315-Y0-A-018 | WSG155101.01 | P_SP00_16 |  | Cantarey | Glass Fibre -LM | STD+ | 90.2 |  | TAGGUPARTHI-G9X (ENERGON-II) | South | Energon Power Resources Private Ltd | Energon Power Resources Private Ltd | 2015-03-11 | TADIPATRI-G9X
100261472 | #N/A | ETP237 | WF-IN-001-1315-Y0-A-017 | WSG155101.01 | P_SP00_16 |  | ABB Type Av2 | Glass Fibre -LM | STD+ | 90.2 |  | TAGGUPARTHI-G9X (ENERGON-II) | South | Energon Power Resources Private Ltd | Energon Power Resources Private Ltd | 2015-03-12 | TADIPATRI-G9X
100261457 | #N/A | ETP238 | WF-IN-001-1315-Y0-A-012 | WSG155101.01 | P_SP00_16 |  | Cantarey | Glass Fibre -LM | STD+ | 90.2 |  | TAGGUPARTHI-G9X (ENERGON-II) | South | Energon Power Resources Private Ltd | Energon Power Resources Private Ltd | 2015-03-12 | TADIPATRI-G9X
100261488 | #N/A | ETP239 | WF-IN-001-1315-Y0-A-014 | WSG155101.01 | P_SP00_16 |  | ABB Type Av2 | Glass Fibre -LM | STD+ | 90.2 |  | TAGGUPARTHI-G9X (ENERGON-II) | South | Energon Power Resources Private Ltd | Energon Power Resources Private Ltd | 2015-03-12 | TADIPATRI-G9X
100261483 | #N/A | ETP240 | WF-IN-001-1315-Y0-A-011 | WSG155101.01 | P_SP00_16 |  | ABB Type Av2 | Glass Fibre -LM | STD+ | 90.2 |  | TAGGUPARTHI-G9X (ENERGON-II) | South | Energon Power Resources Private Ltd | Energon Power Resources Private Ltd | 2015-03-13 | TADIPATRI-G9X
100261557 | #N/A | ETP228 | WF-IN-001-1315-Y0-A-042 | WSG155101.01 | P_SP00_16 |  | Cantarey | Glass Fibre -LM | STD+ | 90.2 |  | TAGGUPARTHI-G9X (ENERGON-II) | South | Energon Power Resources Private Ltd | Energon Power Resources Private Ltd | 2015-03-30 | TADIPATRI-G9X
100261481 | #N/A | ETP241 | WF-IN-001-1315-Y0-A-010 | WSG155101.01 | P_SP00_16 |  | ABB Type Av2 | Glass Fibre -LM | STD+ | 90.2 |  | TAGGUPARTHI-G9X (ENERGON-II) | South | Energon Power Resources Private Ltd | Energon Power Resources Private Ltd | 2015-03-12 | TADIPATRI-G9X
100261482 | #N/A | ETP242 | WF-IN-001-1315-Y0-A-009 | WSG155101.01 | P_SP00_16 |  | ABB Type C | Glass Fibre -LM | STD+ | 90.2 |  | TAGGUPARTHI-G9X (ENERGON-II) | South | Energon Power Resources Private Ltd | Energon Power Resources Private Ltd | 2015-03-12 | TADIPATRI-G9X
100261473 | #N/A | ETP243 | WF-IN-001-1315-Y0-A-004 | WSG155101.01 | P_SP00_16 |  | ABB Type Av2 | Glass Fibre -LM | STD+ | 90.2 |  | TAGGUPARTHI-G9X (ENERGON-II) | South | Energon Power Resources Private Ltd | Energon Power Resources Private Ltd | 2015-03-13 | TADIPATRI-G9X
100261470 | #N/A | ETP244 | WF-IN-001-1315-Y0-A-005 | WSG155101.01 | P_SP00_16 |  | ABB Type C | Glass Fibre -LM | STD+ | 90.2 |  | TAGGUPARTHI-G9X (ENERGON-II) | South | Energon Power Resources Private Ltd | Energon Power Resources Private Ltd | 2015-03-14 | TADIPATRI-G9X
100261464 | #N/A | ETP245 | WF-IN-001-1315-Y0-A-020 | WSG155101.01 | P_SP00_16 |  | Cantarey | Glass Fibre -LM | STD+ | 90.2 |  | TAGGUPARTHI-G9X (ENERGON-II) | South | Energon Power Resources Private Ltd | Energon Power Resources Private Ltd | 2015-03-14 | TADIPATRI-G9X
100261456 | #N/A | ETP246 | WF-IN-001-1315-Y0-A-001 | WSG155101.01 | P_SP00_16 |  | Cantarey | Glass Fibre -LM | STD+ | 90.2 |  | TAGGUPARTHI-G9X (ENERGON-II) | South | Energon Power Resources Private Ltd | Energon Power Resources Private Ltd | 2015-03-11 | TADIPATRI-G9X
100261463 | #N/A | ETP247 | WF-IN-001-1315-Y0-A-003 | WSG155101.01 | P_SP00_16 |  | Cantarey | Glass Fibre -LM | STD+ | 90.2 |  | TAGGUPARTHI-G9X (ENERGON-II) | South | Energon Power Resources Private Ltd | Energon Power Resources Private Ltd | 2015-03-14 | TADIPATRI-G9X
100261455 | #N/A | ETP248 | WF-IN-001-1315-Y0-A-002 | WSG155101.01 | P_SP00_16 |  | Cantarey | Glass Fibre -LM | STD+ | 90.2 |  | TAGGUPARTHI-G9X (ENERGON-II) | South | Energon Power Resources Private Ltd | Energon Power Resources Private Ltd | 2015-03-11 | TADIPATRI-G9X
100261553 | #N/A | ETP249 | WF-IN-001-1315-Y0-A-029 | WSG155101.01 | P_SP00_16 |  | Cantarey | Glass Fibre -LM | STD+ | 90.2 |  | TAGGUPARTHI-G9X (ENERGON-II) | South | Energon Power Resources Private Ltd | Energon Power Resources Private Ltd | 2015-03-11 | TADIPATRI-G9X
100261490 | #N/A | ETP29 | WF-IN-001-1315-Y0-A-026 | WSG155101.01 | P_SP00_16 |  | ABB Type Av2 | Glass Fibre -LM | STD+ | 90.2 |  | TAGGUPARTHI-G9X (ENERGON-II) | South | Energon Power Resources Private Ltd | Energon Power Resources Private Ltd | 2015-03-11 | TADIPATRI-G9X
100261493 | #N/A | ETP210 | WF-IN-001-1315-Y0-A-023 | WSG162600.01 | P_SP00_16 |  | ABB Type Av2 | Glass Fibre -LM | STD+ | 90.2 |  | TAGGUPARTHI-G9X (ENERGON-II) | South | Energon Power Resources Private Ltd | Energon Power Resources Private Ltd | 2015-03-11 | TADIPATRI-G9X
100261561 | #N/A | ETP211 | WF-IN-001-1315-Y0-A-030 | WSG162600.01 | P_SP00_16 |  | Cantarey | Glass Fibre -LM | STD+ | 90.2 |  | TAGGUPARTHI-G9X (ENERGON-II) | South | Energon Power Resources Private Ltd | Energon Power Resources Private Ltd | 2015-03-11 | TADIPATRI-G9X
100261443 | #N/A | ETP212 | WF-IN-001-1315-Y0-A-037 | WSG162600.01 | P_SP00_16 |  | Cantarey | Glass Fibre -LM | STD+ | 90.2 |  | TAGGUPARTHI-G9X (ENERGON-II) | South | Energon Power Resources Private Ltd | Energon Power Resources Private Ltd | 2015-03-11 | TADIPATRI-G9X
100261552 | #N/A | ETP213 | WF-IN-001-1315-Y0-A-033 | WSG162600.01 | P_SP00_16 |  | ABB Type Av2 | Glass Fibre -LM | STD+ | 90.2 |  | TAGGUPARTHI-G9X (ENERGON-II) | South | Energon Power Resources Private Ltd | Energon Power Resources Private Ltd | 2015-03-11 | TADIPATRI-G9X
100261460 | #N/A | ETP215 | WF-IN-001-1315-Y0-A-028 | WSG162600.01 | P_SP00_16 |  | ABB Type Av2 | Glass Fibre -LM | STD+ | 90.2 |  | TAGGUPARTHI-G9X (ENERGON-II) | South | Energon Power Resources Private Ltd | Energon Power Resources Private Ltd | 2015-03-11 | TADIPATRI-G9X
100261453 | #N/A | ETP216 | WF-IN-001-1315-Y0-A-006 | WSG162600.01 | P_SP00_16 |  | Cantarey | Glass Fibre -LM | STD+ | 90.2 |  | TAGGUPARTHI-G9X (ENERGON-II) | South | Energon Power Resources Private Ltd | Energon Power Resources Private Ltd | 2015-03-13 | TADIPATRI-G9X
100261445 | #N/A | ETP217 | WF-IN-001-1315-Y0-A-007 | WSG162600.01 | P_SP00_16 |  | Cantarey | Glass Fibre -LM | STD+ | 90.2 |  | TAGGUPARTHI-G9X (ENERGON-II) | South | Energon Power Resources Private Ltd | Energon Power Resources Private Ltd | 2015-03-11 | TADIPATRI-G9X
100261450 | #N/A | ETP218 | WF-IN-001-1315-Y0-A-008 | WSG162600.01 | P_SP00_16 |  | ABB Type Av2 | Glass Fibre -LM | STD+ | 90.2 |  | TAGGUPARTHI-G9X (ENERGON-II) | South | Energon Power Resources Private Ltd | Energon Power Resources Private Ltd | 2015-03-13 | TADIPATRI-G9X
100261468 | #N/A | ETP219 | WF-IN-001-1315-Y0-A-022 | WSG162600.01 | P_SP00_16 |  | Cantarey | Glass Fibre -LM | STD+ | 90.2 |  | TAGGUPARTHI-G9X (ENERGON-II) | South | Energon Power Resources Private Ltd | Energon Power Resources Private Ltd | 2015-03-12 | TADIPATRI-G9X
100261466 | #N/A | ETP220 | WF-IN-001-1315-Y0-A-024 | WSG162600.01 | P_SP00_16 |  | Cantarey | Glass Fibre -LM | STD+ | 90.2 |  | TAGGUPARTHI-G9X (ENERGON-II) | South | Energon Power Resources Private Ltd | Energon Power Resources Private Ltd | 2015-03-12 | TADIPATRI-G9X
100261441 | #N/A | ETP221 | WF-IN-001-1315-Y0-A-036 | WSG162600.01 | P_SP00_16 |  | Cantarey | Glass Fibre -LM | STD+ | 90.2 |  | TAGGUPARTHI-G9X (ENERGON-II) | South | Energon Power Resources Private Ltd | Energon Power Resources Private Ltd | 2015-03-12 | TADIPATRI-G9X
100261551 | #N/A | ETP222 | WF-IN-001-1315-Y0-A-031 | WSG155101.01 | P_SP00_16 |  | ABB Type Av2 | Glass Fibre -LM | STD+ | 90.2 |  | TAGGUPARTHI-G9X (ENERGON-II) | South | Energon Power Resources Private Ltd | Energon Power Resources Private Ltd | 2015-03-13 | TADIPATRI-G9X
100261535 | G971298 | 1298 | WF-IN-022-1511-Y0-A-002 | WSG155101.01 | P_SP00_16 |  | Cantarey | Glass Fibre -LM | STD+ | 90.3 |  | RASIPALAYAM-G9X | South | FRONTIER KNITTERS PVT LTD | FRONTIER KNITTERS PVT LTD | 2015-03-31 | UDUAMLPET-G9X
100261536 | G97849 | 849 | WF-IN-022-1511-Y0-A-001 | WSG155101.01 | P_SP00_16 |  | Cantarey | Glass Fibre -LM | STD+ | 90.3 |  | RASIPALAYAM-G9X | South | AMMARUN FOUNDRIES | AMMARUN FOUNDRIES | 2015-04-01 | UDUAMLPET-G9X
100261550 | #N/A | 438 | WF-IN-022-0988-Y0-A-005 | WSG155101.01 | P_SP00_16 |  | ABB Type Av2 | Glass Fibre -LM | STD+ | 90.3 |  | RAMNAGAR-G9X | South | JAYJAY MILLS (INDIA) PRIVATE LTD | JAYJAY MILLS (INDIA) PRIVATE LTD | 2015-03-30 | RAMNAGER-G9X
100261543 | #N/A | 468 | WF-IN-022-0988-Y0-A-002 | WSG155101.01 | 0.SP04_69 |  | Cantarey | Glass Fibre -LM | STD+ | 90.3 |  | RAMNAGAR-G9X | South | EVEREADY SPINNING MILLS (P) LIMITED | EVEREADY SPINNING MILLS (P) LIMITED | 2015-04-01 | RAMNAGER-G9X
100261542 | #N/A | 833 | WF-IN-022-0988-Y0-A-001 | WSG162600.01 | 0.SP04_69 |  | Cantarey | Glass Fibre -LM | STD+ | 90.3 |  | RAMNAGAR-G9X | South | DEVENDRAN COAL INTERNATIONAL PRIVATE LIMITED | DEVENDRAN COAL INTERNATIONAL PRIVATE LIMITED | 2015-04-02 | RAMNAGER-G9X
100261540 | #N/A | 1397 | WF-IN-022-0988-Y0-A-004 | WSG162600.01 | P_SP00_16 |  | Cantarey | Glass Fibre -LM | STD+ | 90.3 |  | RAMNAGAR-G9X | South | JG SPINNING MILLS | JG SPINNING MILLS | 2015-04-29 | RAMNAGAR-G9X
100261436 | #N/A | ETP2 - 1 | WF-IN-001-1315-Y0-A-047 | WSG162600.01 | P_SP00_16 |  | ABB Type Av2 | Glass Fibre -LM | STD+ | 90.2 |  | TAGGUPARTHI-G9X (ENERGON-II) | South | Energon Power Resources Private Ltd | Energon Power Resources Private Ltd | 2015-04-06 | TADIPATRI-G9X
100261437 | #N/A | ETP2 - 2 | WF-IN-001-1315-Y0-A-049 | WSG162600.01 | P_SP00_16 |  | ABB Type Av2 | Glass Fibre -LM | STD+ | 90.2 |  | TAGGUPARTHI-G9X (ENERGON-II) | South | Energon Power Resources Private Ltd | Energon Power Resources Private Ltd | 2015-04-09 | TADIPATRI-G9X
100261534 | #N/A | 904 | WF-IN-022-0988-Y0-A-003 | WSG155101.01 | 0.SP04_69 |  | Cantarey | Glass Fibre -LM | STD+ | 90.3 |  | RAMNAGAR-G9X | South | JAYJAY MILLS (INDIA) PRIVATE LTD | JAYJAY MILLS (INDIA) PRIVATE LTD | 2015-04-03 | RAMNAGER-G9X
100261554 | #N/A | ETP2-27 | WF-IN-001-1315-Y0-A-048 | WSG155101.01 | P_SP00_16 |  | Cantarey | Glass Fibre -LM | STD+ | 90.2 |  | TAGGUPARTHI-G9X (ENERGON-II) | South | Energon Power Resources Private Ltd | Energon Power Resources Private Ltd | 2015-04-07 | TADIPATRI-G9X
100261430 | #N/A | 146 | WF-IN-001-1481-Y1-A-010 | WSG152802.01 | P_SP00_17 |  | Cantarey | Glass Fibre -LM | STD+ | 90.2 |  | Rayala-III (G9X) | South | RAYALA WIND POWER COMPANY PRIVATE LIMITED | ANANDAPURA WIND POWER COMPANY | 2015-05-19 | TADIPATRI-G9X
100261718 | #N/A | 147 | WF-IN-001-1481-Y1-A-013 | WSG155101.01 | P_SP00_17 |  | Cantarey | Glass Fibre -LM | STD+ | 90.3 |  | Rayala-III (G9X) | South | RAYALA WIND POWER COMPANY PRIVATE LIMITED | ANANDAPURA WIND POWER COMPANY | 2015-05-19 | TADIPATRI-G9X
100261717 | #N/A | 148 | WF-IN-001-1481-Y1-A-014 | WSG155101.01 | P_SP00_16 |  | Cantarey | Glass Fibre -LM | STD+ | 90.2 |  | Rayala-III (G9X) | South | RAYALA WIND POWER COMPANY PRIVATE LIMITED | ANANDAPURA WIND POWER COMPANY | 2015-05-19 | TADIPATRI-G9X
100261719 | #N/A | 149 | WF-IN-001-1481-Y1-A-012 | WSG155101.01 | P_SP00_17 |  | Cantarey | Glass Fibre -LM | STD+ | 90.3 |  | Rayala-III (G9X) | South | RAYALA WIND POWER COMPANY PRIVATE LIMITED | ANANDAPURA WIND POWER COMPANY | 2015-05-19 | TADIPATRI-G9X
100261593 | #N/A | 150 | WF-IN-001-1481-Y1-A-011 | WSG155101.01 | P_SP00_17 |  | Cantarey | Glass Fibre -LM | STD+ | 90.2 |  | Rayala-III (G9X) | South | RAYALA WIND POWER COMPANY PRIVATE LIMITED | ANANDAPURA WIND POWER COMPANY | 2015-05-19 | TADIPATRI-G9X
100261607 | #N/A | N12 | WF-IN-010-1328-Y0-A-001 | WSG155101.01 | P_SP00_16 |  | ABB Type C | Glass Fibre -LM | STD+ | 90.3 |  | Basavana Bagewadi-G9X | South | Fortune Five (greenko) | Fortune Five (greenko) | 2015-04-11 | BIJAPUR-G9X
100261594 | #N/A | N13 | WF-IN-010-1328-Y0-A-002 | WSG155101.01 | P_SP00_16 |  | Cantarey | Glass Fibre -LM | STD+ | 90.3 |  | Basavana Bagewadi-G9X | South | Fortune Five (greenko) | Fortune Five (greenko) | 2015-04-10 | BIJAPUR-G9X
100261588 | #N/A | N14 | WF-IN-010-1328-Y0-A-003 | WSG155101.01 | P_SP00_16 |  | ABB Type C | Glass Fibre -LM | STD+ | 90.3 |  | Basavana Bagewadi-G9X | South | Fortune Five (greenko) | Fortune Five (greenko) | 2015-04-20 | BIJAPUR-G9X
100261589 | #N/A | N21 | WF-IN-010-1328-Y0-A-006 | WSG155101.01 | P_SP00_16 |  | ABB Type C | Glass Fibre -LM | STD+ | 90.3 |  | Basavana Bagewadi-G9X | South | Fortune Five (greenko) | Fortune Five (greenko) | 2015-04-17 | BIJAPUR-G9X
100261601 | #N/A | WTG45 | WF-IN-010-1328-Y0-A-005 | WSG155101.01 | P_SP00_16 |  | ABB Type C | Glass Fibre -LM | STD+ | 90.3 |  | Basavana Bagewadi-G9X | South | Fortune Five (greenko) | Fortune Five (greenko) | 2015-05-10 | BIJAPUR-G9X
100261603 | #N/A | WTG47 | WF-IN-010-1328-Y0-A-004 | WSG155101.01 | 0.SP04_69 |  | ABB Type C | Glass Fibre -LM | STD+ | 90.3 |  | Basavana Bagewadi-G9X | South | Fortune Five (greenko) | Fortune Five (greenko) | 2015-05-11 | BIJAPUR-G9X
100261608 | #N/A | WTG43 | WF-IN-010-1328-Y0-A-009 | WSG155101.01 | 0.SP04_69 |  | ABB Type C | Glass Fibre -LM | STD+ | 90.3 |  | Basavana Bagewadi-G9X | South | Fortune Five (greenko) | Fortune Five (greenko) | 2015-05-31 | BIJAPUR-G9X
100261604 | #N/A | WTG 41 | WF-IN-010-1328-Y0-A-008 | WSG155101.01 | 0.SP04_69 |  | ABB Type C | Glass Fibre -LM | STD+ | 90.3 |  | Basavana Bagewadi-G9X | South | Fortune Five (greenko) | Fortune Five (greenko) | 2015-06-05 | BIJAPUR-G9X
100261606 | #N/A | N-10 | WF-IN-010-1328-Y0-A-012 | WSG155101.01 | 0.SP04_69 |  | ABB Type C | Glass Fibre -LM | STD+ | 90.3 |  | Basavana Bagewadi-G9X | South | Fortune Five (greenko) | Fortune Five (greenko) | 2015-06-08 | BIJAPUR-G9X
100261797 |  | GLG-53 (159/1 &144/2) | WF-IN-010-1582-Y0-A-001 | #N/A | P_SP00_16 |  | Cantarey | Glass Fibre -LM | STD+ | 104 |  | Lingsugur | South | Best Corporation (p) Ltd | Best Corporation (p) Ltd | 2015-09-29 | Lingsugur
100261763 |  | GLG-54 (168/2 &168/1) | WF-IN-010-1582-Y0-A-002 | #N/A | P_SP00_16 |  | Cantarey | Glass Fibre -LM | STD+ | 104 |  | Lingsugur | South | Best Corporation (p) Ltd | Best Corporation (p) Ltd | 2015-09-29 | Lingsugur
100261798 |  | GLG-58 (146/1) | WF-IN-010-1582-Y0-A-003 | #N/A | P_SP00_16 |  | Cantarey | Glass Fibre -LM | STD+ | 104 |  | Lingsugur | South | Best Corporation (p) Ltd | Best Corporation (p) Ltd | 2015-09-29 | Lingsugur
100261834 |  | GLG-72 (93/1) | WF-IN-010-1582-Y0-A-007 | #N/A | P_SP00_16 |  | Cantarey | Glass Fibre -LM | STD+ | 104 |  | Lingsugur | South | VIKING KNITERS | VIKING KNITERS | 2015-09-28 | Lingsugur
100261828 |  | GLG-91 (162/2&162/1) | WF-IN-010-1582-Y0-A-004 | WSG162600.01 | P_SP00_16 |  | Cantarey | Glass Fibre -LM | STD+ | 104 |  | Lingsugur | South | Pearlite Liners Pvt Ltd | Pearlite Liners Pvt Ltd | 2015-10-02 | Lingsugur
100261754 |  | GLG-75 (109) | WF-IN-010-1582-Y0-A-006 | WSG162600.01 | P_SP00_16 |  | Cantarey | Glass Fibre -LM | STD+ | 104 |  | Lingsugur | South | Rajlakshmi Minerals | R.B.SETH SHREERAM NARSINGDAS | 2015-09-29 | Lingsugur
100261756 |  | GLG-116 (84/3) | WF-IN-010-1582-Y0-A-005 | WSG162600.01 | P_SP00_16 |  | Cantarey | Glass Fibre -LM | STD+ | 104 |  | Lingsugur | South | Rajlakshmi Minerals | R.B.SETH SHREERAM NARSINGDAS | 2015-09-29 | Lingsugur
100261751 |  | GLG228 | WF-IN-010-1582-Y0-A-010 | WSG162600.01 | P_SP00_16 |  | Cantarey | Glass Fibre -LM | STD+ | 104 |  | Lingsugur | South | Shakthi masala | Sakthi masala | 2016-01-02 | Lingsugur
100262068 |  | GLG186 | WF-IN-010-1579-Y0-A-012 | WSG162600.01 | P_SP00_16 |  | Cantarey | Glass Fibre -LM | STD+ | 104 |  | Lingsugur | South | Renew | Renew | 2016-01-14 | Lingsugur
100262099 |  | GLG110 | WF-IN-010-1579-Y0-A-016 | WSG162600.01 | P_SP00_16 |  | Cantarey | Glass Fibre -LM | STD+ | 104 |  | Lingsugur | South | Renew | Renew | 2016-01-13 | Lingsugur
100262000 |  | GLG112 | WF-IN-010-1579-Y0-A-009 | WSG162600.01 | P_SP00_16 |  | Cantarey | Glass Fibre -LM | STD+ | 104 |  | Lingsugur | South | Renew | Renew | 2016-01-14 | Lingsugur
100262003 |  | GLG113 | WF-IN-010-1579-Y0-A-010 | WSG162600.04 | P_SP00_16 |  | Cantarey | Glass Fibre -LM | STD+ | 104 |  | Lingsugur | South | Renew | Renew | 2016-01-13 | Lingsugur
100262094 |  | GLG109 | WF-IN-010-1579-Y0-A-017 | WSG162600.01 | P_SP00_16 |  | Cantarey | Glass Fibre -LM | STD+ | 104 |  | Lingsugur | South | Renew | Renew | 2016-01-14 | Lingsugur
100261960 |  | GLG208 | WF-IN-010-1579-Y0-A-011 | WSG162600.01 | P_SP00_16 |  | Cantarey | Glass Fibre -LM | STD+ | 104 |  | Lingsugur | South | Renew | Renew | 2016-01-14 | Lingsugur
100262096 |  | GLG227 | WF-IN-010-1579-Y0-A-018 | WSG162600.01 | P_SP00_16 |  | Cantarey | Glass Fibre -LM | STD+ | 104 |  | Lingsugur | South | Renew | Renew | 2016-01-13 | Lingsugur
100261753 |  | GLG153 | WF-IN-010-1582-Y0-A-009 | WSG162600.01 | P_SP00_16 |  | Cantarey | Glass Fibre -LM | STD+ | 104 |  | Lingsugur | South | M/S Babu Sarees Private Limited | M/S Babu Sarees Private Limited | 2015-12-31 | Lingsugur
100261765 |  | GLG170 | WF-IN-010-1582-Y0-A-008 | WSG162600.01 | P_SP00_16 |  | Cantarey | Glass Fibre -LM | STD+ | 104 |  | Lingsugur | South | M/S Prakash Silks & Sarees Private Limited | M/S Prakash Silks & Sarees Private Limited | 2015-12-31 | Lingsugur
100261959 |  | GLG55 | WF-IN-010-1582-Y0-A-011 | WSG162600.01 | P_SP00_16 |  | Cantarey | Glass Fibre -LM | STD+ | 104 |  | Lingsugur | South | Renew | Renew | 2015-12-31 | Lingsugur
100261958 |  | GLG56 | WF-IN-010-1582-Y0-A-012 | WSG162600.01 | P_SP00_16 |  | Cantarey | Glass Fibre -LM | STD+ | 104 |  | Lingsugur | South | Renew | Renew | 2015-12-31 | Lingsugur
100262098 |  | GLG211 | WF-IN-010-1582-Y0-A-013 | WSG162600.01 | P_SP00_16 |  | Cantarey | Glass Fibre -LM | STD+ | 104 |  | Lingsugur | South | Renew | Renew | 2015-12-31 | Lingsugur
100262097 |  | GLG111 | WF-IN-010-1579-Y0-A-015 | WSG162600.01 | P_SP00_16 |  | Cantarey | Glass Fibre -LM | STD+ | 104 |  | Lingsugur | South | Renew | Renew | 2016-01-16 | Lingsugur
100262007 |  | GLG169 | WF-IN-010-1579-Y0-A-007 | WSG162600.01 | P_SP00_16 |  | Cantarey | Glass Fibre -LM | STD+ | 104 |  | Lingsugur | South | Renew | Renew | 2016-01-25 | Lingsugur
100262062 |  | GLG148 | WF-IN-010-1579-Y0-A-005 | WSG162600.01 | P_SP00_16 |  | Cantarey | Glass Fibre -LM | STD+ | 104 |  | Lingsugur | South | Renew | Renew | 2016-01-26 | Lingsugur
100262101 |  | GLG223 | WF-IN-010-1579-Y0-A-019 | WSG162600.01 | P_SP00_16 |  | Cantarey | Glass Fibre -LM | STD+ | 104 |  | Lingsugur | South | Renew | Renew | 2016-01-26 | Lingsugur
100262064 |  | GLG160 | WF-IN-010-1579-Y0-A-004 | WSG162600.01 | P_SP00_16 |  | Cantarey | Glass Fibre -LM | STD+ | 104 |  | Lingsugur | South | Renew | Renew | 2016-01-28 | Lingsugur
100262063 |  | GLG152 | WF-IN-010-1579-Y0-A-008 | WSG162600.01 | P_SP00_16 |  | Cantarey | Glass Fibre -LM | STD+ | 104 |  | Lingsugur | South | Renew | Renew | 2016-01-28 | Lingsugur
100262100 |  | GLG207 | WF-IN-010-1579-Y0-A-014 | WSG162600.01 | P_SP00_16 |  | Cantarey | Glass Fibre -LM | STD+ | 104 |  | Lingsugur | South | Renew | Renew | 2016-01-28 | Lingsugur
100262002 |  | GLG165 | WF-IN-010-1579-Y0-A-003 | WSG162600.01 | P_SP00_16 |  | Cantarey | Glass Fibre -LM | STD+ | 104 |  | Lingsugur | South | Renew | Renew | 2016-01-29 | Lingsugur
100262004 |  | GLG171 | WF-IN-010-1579-Y0-A-006 | WSG162600.01 | P_SP00_16 |  | Cantarey | Glass Fibre -LM | STD+ | 104 |  | Lingsugur | South | Renew | Renew | 2016-01-29 | Lingsugur
100262095 |  | GLG221 | WF-IN-010-1579-Y0-A-020 | WSG162600.01 | P_SP00_16 |  | Cantarey | Glass Fibre -LM | STD+ | 104 |  | Lingsugur | South | Renew | Renew | 2016-01-29 | Lingsugur
100261757 |  | GT-01 | WF-IN-001-1008-Y0-A-001 | WSG155101.01 | P_SP00_16 |  | ABB Type C | Glass Fibre -LM | STD+ | 90m Steel (90.0 & 90.1) |  | TALARICHERUVU SITE | South | Idupulapadu Cotton Mills Private Limited | Idupulapadu Cotton Mills Private Limited | 25-02-2016 | TADIPATRI-G9X
100261650 |  | GT-02 | WF-IN-001-1008-Y0-A-002 | WSG155101.01 | P_SP00_16 |  | Cantarey | Glass Fibre -LM | STD+ | 90m Steel (90.0 & 90.1) |  | TALARICHERUVU SITE | South | Srinivasa Cotton & Oil Mills P Ltd | Srinivasa Cotton & Oil Mills P Ltd | 21-02-2016 | TADIPATRI-G9X
100261555 |  | GT-05 | WF-IN-001-1008-Y0-A-003 | WSG155101.01 | P_SP00_16 |  | Cantarey | Glass Fibre -LM | STD+ | 90m Steel (90.0 & 90.1) |  | TALARICHERUVU SITE | South | Viswateja Spinning Mills Limited | Viswateja Spinning Mills Limited | 24-02-2016 | TADIPATRI-G9X
100261722 |  | GT-06 | WF-IN-001-1008-Y0-A-004 | WSG155101.01 | P_SP00_16 |  | Cantarey | Glass Fibre -LM | STD+ | 90m Steel (90.0 & 90.1) |  | TALARICHERUVU SITE | South | Idupulapadu Cotton Mills Private Limited | Idupulapadu Cotton Mills Private Limited | 19-02-2016 | TADIPATRI-G9X
100261721 |  | GT-07 | WF-IN-001-1008-Y0-A-005 | WSG155101.01 | P_SP00_16 |  | Cantarey | Glass Fibre -LM | STD+ | 90m Steel (90.0 & 90.1) |  | TALARICHERUVU SITE | South | Ramabhadra Industries Pvt Ltd | Ramabhadra Industries Pvt Ltd | 21-02-2016 | TADIPATRI-G9X
100261749 | G97_01 | LOC-KND-1 | WF-IN-010-1498-Y0-A-001 | WSG152802.01 | 0.SP04_69 |  | Cantarey | Glass Fibre -LM | STD+ | 90.3 |  | KUNDUR | South | ROHAN SOLAR POWER PVT. LTD. | ROHAN SOLAR POWER PVT. LTD. | 2015-12-24 | DAVANGREE
100261748 | G97_02 | LOC-KND-2 | WF-IN-010-1498-Y0-A-002 | WSG152802.01 | 0.SP04_69 |  | Cantarey | Glass Fibre -LM | STD+ | 90.3 |  | KUNDUR | South | ROHAN SOLAR POWER PVT. LTD. | ROHAN SOLAR POWER PVT. LTD. | 2015-12-24 | DAVANGREE
100261750 | G97_03 | LOC-KND-3 | WF-IN-010-1498-Y0-A-003 | WSG152802.01 | 0.SP04_69 |  | Cantarey | Glass Fibre -LM | STD+ | 90.3 |  | KUNDUR | South | ROHAN SOLAR POWER PVT. LTD. | ROHAN SOLAR POWER PVT. LTD. | 2015-12-24 | DAVANGREE
100261747 | G97_04 | LOC-KND-4 | WF-IN-010-1498-Y0-A-004 | WSG152802.01 | 0.SP04_69 |  | Cantarey | Glass Fibre -LM | STD+ | 90.3 |  | KUNDUR | South | ROHAN SOLAR POWER PVT. LTD. | ROHAN SOLAR POWER PVT. LTD. | 2015-12-23 | DAVANGREE
100261746 | G97_05 | LOC-KND-5 | WF-IN-010-1498-Y0-A-005 | WSG155101.01 | P_SP00_16 |  | Cantarey | Glass Fibre -LM | STD+ | 90.3 |  | KUNDUR | South | ROHAN SOLAR POWER PVT. LTD. | ROHAN SOLAR POWER PVT. LTD. | 2015-12-23 | DAVANGREE
100261727 | G97-01 | KCT-01 | WF-IN-001-1533-Y0-A-010 | WSG155101.01 | P_SP00_17 |  | ABB Type C | Glass Fibre -LM | STD+ | 90.3 |  | TAGGUPARTHI-G9X (KCT) | South | Karam Chand Thapar & Bros Ltd. | Karam Chand Thapar & Bros Ltd. | 2015-08-10 | TADIPATRI-G9X
100261733 | G97-02 | KCT-02 | WF-IN-001-1533-Y0-A-005 | WSG155101.01 | P_SP00_17 |  | ABB Type C | Glass Fibre -LM | STD+ | 90.3 |  | TAGGUPARTHI-G9X (KCT) | South | Karam Chand Thapar & Bros Ltd. | Karam Chand Thapar & Bros Ltd. | 2015-08-10 | TADIPATRI-G9X
100261693 | G97-03 | KCT-03 | WF-IN-001-1533-Y0-A-006 | WSG155101.01 | P_SP00_17 |  | ABB Type Av2 | Glass Fibre -LM | STD+ | 90.3 |  | TAGGUPARTHI-G9X (KCT) | South | Karam Chand Thapar & Bros Ltd. | Karam Chand Thapar & Bros Ltd. | 2015-08-10 | TADIPATRI-G9X
100261726 | G97-04 | KCT-04 | WF-IN-001-1533-Y0-A-007 | WSG155101.01 | P_SP00_17 |  | ABB Type C | Glass Fibre -LM | STD+ | 90.3 |  | TAGGUPARTHI-G9X (KCT) | South | Karam Chand Thapar & Bros Ltd. | Karam Chand Thapar & Bros Ltd. | 2015-08-10 | TADIPATRI-G9X
100261724 | G97-05 | KCT-05 | WF-IN-001-1533-Y0-A-008 | WSG155101.01 | P_SP00_17 |  | Cantarey | Glass Fibre -LM | STD+ | 90.3 |  | TAGGUPARTHI-G9X (KCT) | South | Karam Chand Thapar & Bros Ltd. | Karam Chand Thapar & Bros Ltd. | 2015-08-10 | TADIPATRI-G9X
100261731 | G97-06 | KCT-06 | WF-IN-001-1533-Y0-A-009 | WSG155101.01 | P_SP00_17 |  | Cantarey | Glass Fibre -LM | STD+ | 90.3 |  | TAGGUPARTHI-G9X (KCT) | South | Karam Chand Thapar & Bros Ltd. | Karam Chand Thapar & Bros Ltd. | 2015-08-10 | TADIPATRI-G9X
100261728 | G97-07 | KCT-07 | WF-IN-001-1533-Y0-A-003 | WSG155101.01 | P_SP00_17 |  | Cantarey | Glass Fibre -LM | STD+ | 90.3 |  | TAGGUPARTHI-G9X (KCT) | South | Karam Chand Thapar & Bros Ltd. | Karam Chand Thapar & Bros Ltd. | 2015-08-10 | TADIPATRI-G9X
100261723 | G97-08 | KCT-08 | WF-IN-001-1533-Y0-A-004 | WSG155101.01 | P_SP00_17 |  | Cantarey | Glass Fibre -LM | STD+ | 90.3 |  | TAGGUPARTHI-G9X (KCT) | South | Karam Chand Thapar & Bros Ltd. | Karam Chand Thapar & Bros Ltd. | 2015-08-10 | TADIPATRI-G9X
100261729 | G97-09 | KCT-09 | WF-IN-001-1533-Y0-A-001 | WSG155101.01 | P_SP00_17 |  | Cantarey | Glass Fibre -LM | STD+ | 90.3 |  | TAGGUPARTHI-G9X (KCT) | South | Karam Chand Thapar & Bros Ltd. | Karam Chand Thapar & Bros Ltd. | 2015-08-10 | TADIPATRI-G9X
100261730 | G97-10 | KCT-10 | WF-IN-001-1533-Y0-A-002 | WSG155101.01 | P_SP00_17 |  | Cantarey | Glass Fibre -LM | STD+ | 90.3 |  | TAGGUPARTHI-G9X (KCT) | South | Karam Chand Thapar & Bros Ltd. | Karam Chand Thapar & Bros Ltd. | 2015-08-10 | TADIPATRI-G9X
100261725 | G97-11 | KCT-11 | WF-IN-001-1533-Y0-A-011 | WSG155101.01 | P_SP00_17 |  | Cantarey | Glass Fibre -LM | STD+ | 90.3 |  | TAGGUPARTHI-G9X (KCT) | South | Karam Chand Thapar & Bros Ltd. | Karam Chand Thapar & Bros Ltd. | 2015-08-14 | TADIPATRI-G9X
100261732 | G97-12 | KCT-12 | WF-IN-001-1533-Y0-A-012 | WSG155101.01 | P_SP00_17 |  | ABB Type C | Glass Fibre -LM | STD+ | 90.3 |  | TAGGUPARTHI-G9X (KCT) | South | Karam Chand Thapar & Bros Ltd. | Karam Chand Thapar & Bros Ltd. | 2015-08-14 | TADIPATRI-G9X
100261524 |  | 168/1 | WF-IN-010-1497-Y0-A-001 | WSG145008.01 | 0.SP04_69 |  | Cantarey | Glass Fibre -LM | STD+ | 90.3 |  | GOJANUR-G9X | South | Mysore Mercantile Company Limited | Mysore Mercantile Company Limited | 2015-08-14 | GOJANUR-G9X
100261605 |  | 159/1 | WF-IN-010-1497-Y0-A-002 | WSG145008.01 | 0.SP04_69 |  | ABB Type C | Glass Fibre -LM | STD+ | 90.3 |  | GOJANUR-G9X | South | Mysore Mercantile Company Limited | Mysore Mercantile Company Limited | 2015-08-14 | GOJANUR-G9X
100261522 |  | 206/1 | WF-IN-010-1497-Y0-A-003 | WSG145008.01 | 0.SP04_69 |  | ABB Type Av2 | Glass Fibre -LM | STD+ | 90.3 |  | GOJANUR-G9X | South | Mysore Mercantile Company Limited | Mysore Mercantile Company Limited | 2015-08-14 | GOJANUR-G9X
100261802 |  | N24 | Bijapur | WSG155101.01 | P_SP00_16 |  | Cantarey | Glass Fibre -LM | STD+ | 104 |  | Vyshali | South | Greenko | Greenko | 2015-12-23 | South
100261782 |  | N25 | Bijapur | WSG155101.01 | P_SP00_16 |  | ABB Type C | Glass Fibre -LM | STD+ | 104 |  | Vyshali | South | Greenko | Greenko | 2015-12-24 | South
100261822 |  | N26 | Bijapur | WSG155101.01 | P_SP00_16 |  | Cantarey | Glass Fibre -LM | STD+ | 104 |  | Vyshali | South | Greenko | Greenko | 2015-12-24 | South
100261896 |  | N26A | Bijapur | WSG162600.01 | P_SP00_16 |  | Cantarey | Glass Fibre -LM | STD+ | 104 |  | Vyshali | South | Greenko | Greenko | 2016-04-16 | South
100261785 |  | N27 | Bijapur | WSG155101.01 | P_SP00_16 |  | ABB Type C | Glass Fibre -LM | STD+ | 104 |  | Vyshali | South | Greenko | Greenko | 2015-12-23 | South
100261847 |  | N28 | Bijapur | WSG162600.01 | P_SP00_16 |  | Cantarey | Glass Fibre -LM | STD+ | 104 |  | Vyshali | South | Greenko | Greenko | 2016-04-20 | South
100261817 |  | N29 | Bijapur | WSG155101.01 | P_SP00_16 |  | Cantarey | Glass Fibre -LM | STD+ | 104 |  | Vyshali | South | Greenko | Greenko | 2015-12-23 | South
100261783 |  | N30 | Bijapur | WSG155101.01 | P_SP00_16 |  | ABB Type C | Glass Fibre -LM | STD+ | 104 |  | Vyshali | South | Greenko | Greenko | 2015-12-23 | South
100261769 |  | N31 | Bijapur | WSG155101.01 | P_SP00_16 |  | Cantarey | Glass Fibre -LM | STD+ | 104 |  | Vyshali | South | Greenko | Greenko | 2015-12-25 | South
100261784 |  | N32 | Bijapur | WSG155101.01 | P_SP00_16 |  | ABB Type C | Glass Fibre -LM | STD+ | 104 |  | Vyshali | South | Greenko | Greenko | 2015-12-25 | South
100261771 |  | N33 | Bijapur | WSG155101.01 | P_SP00_16 |  | Cantarey | Glass Fibre -LM | STD+ | 104 |  | Vyshali | South | Greenko | Greenko | 2015-12-25 | South
100261844 |  | N33A | Bijapur | WSG162600.01 | P_SP00_16 |  | Cantarey | Glass Fibre -LM | STD+ | 104 |  | Vyshali | South | Greenko | Greenko | 2016-04-21 | South
100261815 |  | N34 | Bijapur | WSG155101.01 | P_SP00_16 |  | Cantarey | Glass Fibre -LM | STD+ | 104 |  | Vyshali | South | Greenko | Greenko | 2015-12-25 | South
100261899 |  | N35 | Bijapur | WSG162600.01 | P_SP00_16 |  | Cantarey | Glass Fibre -LM | STD+ | 104 |  | Vyshali | South | Greenko | Greenko | 2016-04-22 | South
100261788 |  | N36 | Bijapur | WSG155101.01 | P_SP00_16 |  | Cantarey | Glass Fibre -LM | STD+ | 104 |  | Vyshali | South | Greenko | Greenko | 2015-12-24 | South
100261770 |  | N36A | Bijapur | WSG162600.01 | P_SP00_16 |  | Cantarey | Glass Fibre -LM | STD+ | 104 |  | Vyshali | South | Greenko | Greenko | 2015-12-25 | South
100261789 |  | N36B | Bijapur | WSG155101.01 | P_SP00_16 |  | Cantarey | Glass Fibre -LM | STD+ | 104 |  | Vyshali | South | Greenko | Greenko | 2015-12-25 | South
100261818 |  | N37 | Bijapur | WSG155101.01 | P_SP00_16 |  | Cantarey | Glass Fibre -LM | STD+ | 104 |  | Vyshali | South | Greenko | Greenko | 2015-12-25 | South
100261836 |  | N37A | Bijapur | WSG155101.01 | P_SP00_16 |  | Cantarey | Glass Fibre -LM | STD+ | 104 |  | Vyshali | South | Greenko | Greenko | 2016-01-16 | South
100261849 |  | N39 | Bijapur | WSG162600.01 | P_SP00_16 |  | Cantarey | Glass Fibre -LM | STD+ | 104 |  | Vyshali | South | Greenko | Greenko | 2016-04-13 | South
100261895 |  | N39A | Bijapur | WSG162600.01 | P_SP00_16 |  | Cantarey | Glass Fibre -LM | STD+ | 104 |  | Vyshali | South | Greenko | Greenko | 2016-04-12 | South
100261833 |  | N40 | Bijapur | WSG162600.01 | P_SP00_16 |  | Cantarey | Glass Fibre -LM | STD+ | 104 |  | Vyshali | South | Greenko | Greenko | 2016-04-14 | South
100261848 |  | N40A | Bijapur | WSG162600.01 | P_SP00_16 |  | Cantarey | Glass Fibre -LM | STD+ | 104 |  | Vyshali | South | Greenko | Greenko | 2016-04-15 | South
100261835 |  | N41 | Bijapur | WSG155101.01 | P_SP00_16 |  | Cantarey | Glass Fibre -LM | STD+ | 104 |  | Vyshali | South | Greenko | Greenko | 2016-02-03 | South
100261840 |  | N42 | Bijapur | WSG155101.01 | P_SP00_16 |  | Cantarey | Glass Fibre -LM | STD+ | 104 |  | Vyshali | South | Greenko | Greenko | 2016-01-15 | South
100261792 |  | N43 | Bijapur | WSG155101.01 | P_SP00_16 |  | Cantarey | Glass Fibre -LM | STD+ | 104 |  | Vyshali | South | Greenko | Greenko | 2015-12-23 | South
100261814 |  | N44 | Bijapur | WSG155101.01 | P_SP00_16 |  | Cantarey | Glass Fibre -LM | STD+ | 104 |  | Vyshali | South | Greenko | Greenko | 2015-12-25 | South
100261820 |  | N45 | Bijapur | WSG155101.01 | P_SP00_16 |  | Cantarey | Glass Fibre -LM | STD+ | 104 |  | Vyshali | South | Greenko | Greenko | 2015-12-24 | South
100261821 |  | N46 | Bijapur | WSG155101.01 | P_SP00_16 |  | Cantarey | Glass Fibre -LM | STD+ | 104 |  | Vyshali | South | Greenko | Greenko | 2015-12-25 | South
100267819 |  | N46A | Bijapur | WSG155101.01 | P_SP00_16 |  | Cantarey | Glass Fibre -LM | STD+ | 104 |  | Vyshali | South | Greenko | Greenko | 2015-12-25 | South
100261801 |  | N47 | Bijapur | WSG155101.01 | P_SP00_16 |  | Cantarey | Glass Fibre -LM | STD+ | 104 |  | Vyshali | South | Greenko | Greenko | 2015-12-25 | South
100261781 |  | N48 | Bijapur | WSG155101.01 | P_SP00_16 |  | ABB Type C | Glass Fibre -LM | STD+ | 104 |  | Vyshali | South | Greenko | Greenko | 2015-12-27 | South
100261791 |  | N49 | Bijapur | WSG155101.01 | P_SP00_16 |  | Cantarey | Glass Fibre -LM | STD+ | 104 |  | Vyshali | South | Greenko | Greenko | 2015-12-25 | South
100261764 |  | N30A | Bijapur | WSG162600.01 | P_SP00_16 |  | Cantarey | Glass Fibre -LM | STD+ | 104 |  | Vyshali | South | Greenko | Greenko |  | South
100261886 |  | N52A | Bijapur | WSG162600.01 | P_SP00_16 |  | Cantarey | Glass Fibre -LM | STD+ | 104 |  | Vyshali | South | Greenko | Greenko |  | South
100261904 |  | N53 | Bijapur | WSG155101.01 | P_SP00_16 |  | Cantarey | Glass Fibre -LM | STD+ | 104 |  | Vyshali | South | Greenko | Greenko |  | South
100261787 |  | N53A | Bijapur | WSG162600.01 | P_SP00_16 |  | Cantarey | Glass Fibre -LM | STD+ | 104 |  | Vyshali | South | Greenko | Greenko |  | South
100261790 |  | N52 | Bijapur | WSG162600.01 | P_SP00_16 |  | Cantarey | Glass Fibre -LM | STD+ | 104 |  | Vyshali | South | Greenko | Greenko |  | South
100261691 |  | N55B | Bijapur | WSG155101.01 | P_SP00_16 |  | ABB Type C | Glass Fibre -LM | STD+ | 104 |  | Vyshali | South | Greenko | Greenko |  | South
100261842 |  | N55 | Bijapur | WSG162600.01 | P_SP00_16 |  | Cantarey | Glass Fibre -LM | STD+ | 104 |  | Vyshali | South | Greenko | Greenko |  | South
100261845 |  | N53B | Bijapur | WSG162600.01 | P_SP00_16 |  | Cantarey | Glass Fibre -LM | STD+ | 104 |  | Vyshali | South | Greenko | Greenko |  | South
100261843 |  | N54A | Bijapur | WSG155101.01 | P_SP00_16 |  | Cantarey | Glass Fibre -LM | STD+ | 104 |  | Vyshali | South | Greenko | Greenko |  | South
100261897 |  | N54 | Bijapur | WSG162601.01 | P_SP00_16 |  | Cantarey | Glass Fibre -LM | STD+ | 104 |  | Vyshali | South | Greenko | Greenko |  | South
100261838 | Kayathar (Windnet Pro UI) | GPH-1-13 | WF-IN-022-1610-Y0-A-001 | WSG162600.01 | P_SP00_16 |  | Cantarey | Glass Fibre -LM | STD+ | 104 |  | KAYATHAR-G9X | South | Atria Power | Perpectual Investments | 27.03.16 | South
100262115 | Kayathar (Windnet Pro UI) | GPH-1-04 | WF-IN-022-1610-Y0-A-002 | WSG162600.01 | P_SP00_16 |  | Cantarey | Glass Fibre -LM | STD+ | 104 |  | KAYATHAR-G9X | South | Atria Power | Perpectual Investments | 27.03.16 | South
100262047 | Kayathar (Windnet Pro UI) | GPH-1-06 | WF-IN-022-1610-Y0-A-003 | WSG162600.01 | P_SP00_16 |  | ABB Type C | Glass Fibre -LM | STD+ | 104 |  | KAYATHAR-G9X | South | Atria Power | Perpectual Investments | 27.03.16 | South
100262126 | Kayathar (Windnet Pro UI) | GPH-1-02 | WF-IN-022-1610-Y0-A-004 | WSG162600.01 | P_SP00_16 |  | Cantarey | Glass Fibre -LM | STD+ | 104 |  | KAYATHAR-G9X | South | Atria Power | Perpectual Investments | 27.03.16 | South
100262005 | Kayathar (Windnet Pro UI) | GPH-1-26 | WF-IN-022-1610-Y0-A-005 | WSG162600.01 | P_SP00_16 |  | Cantarey | Glass Fibre -LM | STD+ | 104 |  | KAYATHAR-G9X | South | Atria Power | Perpectual Investments | 28.03.16 | South
100261852 | Kayathar (Windnet Pro UI) | GPH-1-17 | WF-IN-022-1610-Y0-A-006 | WSG162600.01 | P_SP00_16 |  | Cantarey | Glass Fibre -LM | STD+ | 104 |  | KAYATHAR-G9X | South | Atria Power | Perpectual Investments | 27.03.16 | South
100261999 | Kayathar (Windnet Pro UI) | GPH-1-20 | WF-IN-022-1610-Y0-A-007 | WSG162600.01 | P_SP00_16 |  | Cantarey | Glass Fibre -LM | STD+ | 104 |  | KAYATHAR-G9X | South | Atria Power | Perpectual Investments | 28.03.16 | South
100262066 | Kayathar (Windnet Pro UI) | GPH-1-12 | WF-IN-022-1610-Y0-A-008 | WSG162600.01 | P_SP00_16 |  | Cantarey | Glass Fibre -LM | STD+ | 104 |  | KAYATHAR-G9X | South | Atria Power | Perpectual Investments | 28.03.16 | South
100262118 | Kayathar (Windnet Pro UI) | GPH-1-10 | WF-IN-022-1610-Y0-A-009 | WSG162600.01 | P_SP00_16 |  | Cantarey | Glass Fibre -LM | STD+ | 104 |  | KAYATHAR-G9X | South | Atria Power | Perpectual Investments | 27.03.16 | South
100262059 | Kayathar (Windnet Pro UI) | GPH-1-03 | WF-IN-022-1610-Y0-A-010 | WSG162600.01 | P_SP00_16 |  | ABB Type C | Glass Fibre -LM | STD+ | 104 |  | KAYATHAR-G9X | South | Atria Power | Perpectual Investments | 27.03.16 | South
100262060 | Kayathar (Windnet Pro UI) | GPH-1-19 | WF-IN-022-1610-Y0-A-011 | WSG162600.01 | P_SP00_16 |  | ABB Type C | Glass Fibre -LM | STD+ | 104 |  | KAYATHAR-G9X | South | Atria Power | Perpectual Investments | 27.03.16 | South
100262061 | Kayathar (Windnet Pro UI) | GPH-1-08 | WF-IN-022-1610-Y0-A-012 | WSG162600.01 | P_SP00_16 |  | ABB Type C | Glass Fibre -LM | STD+ | 104 |  | KAYATHAR-G9X | South | Atria Power | Perpectual Investments | 30.03.16 | South
100262067 | Kayathar (Windnet Pro UI) | GPH-1-11 | WF-IN-022-1610-Y0-A-013 | WSG162600.01 | P_SP00_16 |  | Cantarey | Glass Fibre -LM | STD+ | 104 |  | KAYATHAR-G9X | South | Atria Power | Perpectual Investments | 29.03.16 | South
100261854 | Kayathar (Windnet Pro UI) | GPH-2-13 | WF-IN-022-1610-Y0-A-014 | WSG162600.01 | P_SP00_16 |  | Cantarey | Glass Fibre -LM | STD+ | 104 |  | KAYATHAR-G9X | South | Atria Power | Perpectual Investments | 29.03.16 | South
100261846 | Kayathar (Windnet Pro UI) | GPH-2-14 | WF-IN-022-1610-Y0-A-015 | WSG162600.01 | P_SP00_16 |  | Cantarey | Glass Fibre -LM | STD+ | 104 |  | KAYATHAR-G9X | South | Atria Power | Perpectual Investments | 28.03.16 | South
100262065 | Kayathar (Windnet Pro UI) | GPH-1-09 | WF-IN-022-1610-Y0-A-016 | WSG162600.01 | P_SP00_16 |  | Cantarey | Glass Fibre -LM | STD+ | 104 |  | KAYATHAR-G9X | South | Atria Power | Perpectual Investments | 27.03.16 | South
100262058 | Kayathar (Windnet Pro UI) | GPH1-01 | WF-IN-022-1610-Y0-A-017 | WSG162600.01 | P_SP00_16 |  | ABB Type C | Glass Fibre -LM | STD+ | 104 |  | KAYATHAR-G9X | South | Atria Power | Perpectual Investments | 29.03.16 | South
100261829 | Kayathar (Windnet Pro UI) | GPH-1-25 | WF-IN-022-1610-Y0-A-018 | WSG162600.01 | P_SP00_16 |  | Cantarey | Glass Fibre -LM | STD+ | 104 |  | KAYATHAR-G9X | South | Atria Power | Perpectual Investments | 28.03.16 | South
100261876 | Kayathar (Windnet Pro UI) | GPH-1-21 | WF-IN-022-1610-Y0-A-019 | WSG162600.01 | P_SP00_16 |  | Cantarey | Glass Fibre -LM | STD+ | 104 |  | KAYATHAR-G9X | South | Atria Power | Perpectual Investments | 28.03.16 | South
100262116 | Kayathar (Windnet Pro UI) | GPH-1-05 | WF-IN-022-1610-Y0-A-020 | WSG162600.01 | P_SP00_16 |  | Cantarey | Glass Fibre -LM | STD+ | 104 |  | KAYATHAR-G9X | South | Atria Power | Perpectual Investments | 26.03.16 | South
100262119 | Kayathar (Windnet Pro UI) | GPH-1-22 | WF-IN-022-1610-Y0-A-021 | WSG162600.01 | P_SP00_16 |  | Cantarey | Glass Fibre -LM | STD+ | 104 |  | KAYATHAR-G9X | South | Atria Power | Perpectual Investments | 28.03.16 | South
100262117 | Kayathar (Windnet Pro UI) | GPH-1-23 | WF-IN-022-1610-Y0-A-022 | WSG162600.01 | P_SP00_16 |  | Cantarey | Glass Fibre -LM | STD+ | 104 |  | KAYATHAR-G9X | South | Atria Power | Perpectual Investments | 28.03.16 | South
100262008 | Kayathar (Windnet Pro UI) | GKA-0-85 | WF-IN-022-1610-Y0-A-023 | WSG162600.01 | P_SP00_16 |  | Cantarey | Glass Fibre -LM | STD+ | 104 |  | KAYATHAR-G9X | South | Atria Power | Perpectual Investments | 29.03.16 | South
100261894 | Kayathar (Windnet Pro UI) | GPH-1-16 | WF-IN-022-1610-Y0-A-024 | WSG162600.01 | P_SP00_16 |  | Cantarey | Glass Fibre -LM | STD+ | 104 |  | KAYATHAR-G9X | South | Atria Power | Perpectual Investments | 30.03.16 | South
100261877 | Kayathar (Windnet Pro UI) | GPH-1-18 | WF-IN-022-1610-Y0-A-025 | WSG162600.01 | P_SP00_16 |  | Cantarey | Glass Fibre -LM | STD+ | 104 |  | KAYATHAR-G9X | South | Atria Power | Perpectual Investments | 30.03.16 | South
100262303 | OAWP-07 | G1-07 | WF-IN-001-1583-Y0-A-042 | WSG162600.02 | P_SP00_17 |  | Cantarey | Glass Fibre -LM | STD+ | 104 |  | Nimbagallu | South | Orange Ananthapur Wind Park | ORANGE | 2016-04-15 | South
100262244 | OAWP-15 | G1-15 | WF-IN-001-1583-Y0-A-034 | WSG162600.02 | P_SP00_17 |  | Cantarey | Glass Fibre -LM | STD+ | 104 |  | Nimbagallu | South | Orange Ananthapur Wind Park | ORANGE | 2016-04-10 | South
100262296 | OAWP-16 | G1-16 | WF-IN-001-1583-Y0-A-035 | WSG162600.02 | P_SP00_17 |  | Cantarey | Glass Fibre -LM | STD+ | 104 |  | Nimbagallu | South | Orange Ananthapur Wind Park | ORANGE | 2016-04-01 | South
100262294 | OAWP-17 | G1-17 | WF-IN-001-1583-Y0-A-041 | WSG162600.02 | P_SP00_17 |  | Cantarey | Glass Fibre -LM | STD+ | 104 |  | Nimbagallu | South | Orange Ananthapur Wind Park | ORANGE | 2016-04-02 | South
100262297 | OAWP-18 | G1-18 | WF-IN-001-1583-Y0-A-037 | WSG162600.02 | P_SP00_17 |  | Cantarey | Glass Fibre -LM | STD+ | 104 |  | Nimbagallu | South | Orange Ananthapur Wind Park | ORANGE | 2016-04-01 | South
100262298 | OAWP-19 | G1-19 | WF-IN-001-1583-Y0-A-036 | WSG162600.02 | P_SP00_17 |  | Cantarey | Glass Fibre -LM | STD+ | 104 |  | Nimbagallu | South | Orange Ananthapur Wind Park | ORANGE | 2016-04-01 | South
100262305 | OAWP-20 | G1-20 | WF-IN-001-1583-Y0-A-040 | WSG162600.02 | P_SP00_17 |  | Cantarey | Glass Fibre -LM | STD+ | 104 |  | Nimbagallu | South | Orange Ananthapur Wind Park | ORANGE | 2016-04-03 | South
100262299 | OAWP-23 | G1-23 | WF-IN-001-1583-Y0-A-045 | WSG162600.02 | P_SP00_17 |  | Cantarey | Glass Fibre -LM | STD+ | 104 |  | Nimbagallu | South | Orange Ananthapur Wind Park | ORANGE | 2016-04-18 | South
100262238 | OAWP-26 | G1-26 | WF-IN-001-1583-Y0-A-050 | WSG162600.02 | P_SP00_17 |  | Cantarey | Glass Fibre -LM | STD+ | 104 |  | Nimbagallu | South | Orange Ananthapur Wind Park | ORANGE | 2016-05-23 | South
100262295 | OAWP-28 | G1-28 | WF-IN-001-1583-Y0-A-043 | WSG162600.02 | P_SP00_17 |  | Cantarey | Glass Fibre -LM | STD+ | 104 |  | Nimbagallu | South | Orange Ananthapur Wind Park | ORANGE | 2016-04-02 | South
100262242 | OAWP-29 | G1-29 | WF-IN-001-1583-Y0-A-031 | WSG162600.02 | P_SP00_17 |  | Cantarey | Glass Fibre -LM | STD+ | 104 |  | Nimbagallu | South | Orange Ananthapur Wind Park | ORANGE | 2016-04-03 | South
100262217 | OAWP-30 | G1-30 | WF-IN-001-1583-Y0-A-030 | WSG162600.02 | P_SP00_17 |  | Cantarey | Glass Fibre -LM | STD+ | 104 |  | Nimbagallu | South | Orange Ananthapur Wind Park | ORANGE | 2016-04-08 | South
100262306 | OAWP-33 | G1-33 | WF-IN-001-1583-Y0-A-047 | WSG162600.02 | P_SP00_17 |  | Cantarey | Glass Fibre -LM | STD+ | 104 |  | Nimbagallu | South | Orange Ananthapur Wind Park | ORANGE | 2016-04-29 | South
100262224 | OAWP-36 | G1-36 | WF-IN-001-1583-Y0-A-029 | WSG162600.02 | P_SP00_17 |  | Cantarey | Glass Fibre -LM | STD+ | 104 |  | Nimbagallu | South | Orange Ananthapur Wind Park | ORANGE | 2016-04-05 | South
100262301 | OAWP-37 | G1-37 | WF-IN-001-1583-Y0-A-038 | WSG162600.02 | P_SP00_17 |  | Cantarey | Glass Fibre -LM | STD+ | 104 |  | Nimbagallu | South | Orange Ananthapur Wind Park | ORANGE | 2016-04-10 | South
100262302 | OAWP-38 | G1-38 | WF-IN-001-1583-Y0-A-039 | WSG162600.02 | P_SP00_17 |  | Cantarey | Glass Fibre -LM | STD+ | 104 |  | Nimbagallu | South | Orange Ananthapur Wind Park | ORANGE | 2016-04-10 | South
100262307 | OAWP-39 | G1-39 | WF-IN-001-1583-Y0-A-044 | WSG162600.02 | P_SP00_17 |  | Cantarey | Glass Fibre -LM | STD+ | 104 |  | Nimbagallu | South | Orange Ananthapur Wind Park | ORANGE | 2016-04-13 | South
100262223 | OAWP-41 | G1-41 | WF-IN-001-1583-Y0-A-028 | WSG162600.02 | P_SP00_17 |  | Cantarey | Glass Fibre -LM | STD+ | 104 |  | Nimbagallu | South | Orange Ananthapur Wind Park | ORANGE | 2016-03-28 | South
100262239 | OAWP-42 | G1-42 | WF-IN-001-1583-Y0-A-027 | WSG162600.02 | P_SP00_17 |  | Cantarey | Glass Fibre -LM | STD+ | 104 |  | Nimbagallu | South | Orange Ananthapur Wind Park | ORANGE | 2016-04-18 | South
100262308 | OAWP-43 | G1-43 | WF-IN-001-1583-Y0-A-049 | WSG162600.02 | P_SP00_17 |  | Cantarey | Glass Fibre -LM | STD+ | 104 |  | Nimbagallu | South | Orange Ananthapur Wind Park | ORANGE | 2016-05-24 | South
100262245 | OAWP-44 | G1-44 | WF-IN-001-1583-Y0-A-033 | WSG162600.02 | P_SP00_17 |  | Cantarey | Glass Fibre -LM | STD+ | 104 |  | Nimbagallu | South | Orange Ananthapur Wind Park | ORANGE | 2016-04-13 | South
100262240 | OAWP-55 | G1-55 | WF-IN-001-1583-Y0-A-032 | WSG162600.02 | P_SP00_17 |  | Cantarey | Glass Fibre -LM | STD+ | 104 |  | Nimbagallu | South | Orange Ananthapur Wind Park | ORANGE | 2016-04-05 | South
100262300 | OAWP-58 | G1-58 | WF-IN-001-1583-Y0-A-046 | WSG162600.02 | P_SP00_17 |  | Cantarey | Glass Fibre -LM | STD+ | 104 |  | Nimbagallu | South | Orange Ananthapur Wind Park | ORANGE | 2016-04-29 | South
100262304 | OAWP-59 | G1-59 | WF-IN-001-1583-Y0-A-048 | WSG162600.02 | P_SP00_17 |  | Cantarey | Glass Fibre -LM | STD+ | 104 |  | Nimbagallu | South | Orange Ananthapur Wind Park | ORANGE | 2016-04-29 | South
100261994 | OAWP-08 | G1-08 | WF-IN-001-1583-Y0-A-022 | WSG162600.01 | 0.SP04_69 |  | Cantarey | Glass Fibre -LM | STD+ | 104 |  | Nimbagallu | South | Orange Ananthapur Wind Park | ORANGE | 2016-04-12 | South
100262025 | OAWP-09 | G1-09 | WF-IN-001-1583-Y0-A-024 | WSG162600.01 | 0.SP04_69 |  | ABB Type C | Glass Fibre -LM | STD+ | 104 |  | Nimbagallu | South | Orange Ananthapur Wind Park | ORANGE | 2016-03-28 | South
100261898 | OAWP-11 | G1-11 | WF-IN-001-1583-Y0-A-020 | WSG162600.01 | 0.SP04_69 |  | Cantarey | Glass Fibre -LM | STD+ | 104 |  | Nimbagallu | South | Orange Ananthapur Wind Park | ORANGE | 2016-04-19 | South
100262057 | OAWP-12 | G1-12 | WF-IN-001-1583-Y0-A-015 | WSG162600.01 | 0.SP04_69 |  | ABB Type C | Glass Fibre -LM | STD+ | 104 |  | Nimbagallu | South | Orange Ananthapur Wind Park | ORANGE | 2016-04-12 | South
100262024 | OAWP-21 | G1-21 | WF-IN-001-1583-Y0-A-021 | WSG162600.01 | 0.SP04_69 |  | ABB Type C | Glass Fibre -LM | STD+ | 104 |  | Nimbagallu | South | Orange Ananthapur Wind Park | ORANGE | 2016-04-09 | South
100261995 | OAWP-24 | G1-24 | WF-IN-001-1583-Y0-A-025 | WSG162600.01 | 0.SP04_69 |  | Cantarey | Glass Fibre -LM | STD+ | 104 |  | Nimbagallu | South | Orange Ananthapur Wind Park | ORANGE | 2016-04-15 | South
100261996 | OAWP-25 | G1-25 | WF-IN-001-1583-Y0-A-023 | WSG162600.01 | 0.SP04_69 |  | Cantarey | Glass Fibre -LM | STD+ | 104 |  | Nimbagallu | South | Orange Ananthapur Wind Park | ORANGE | 2016-04-10 | South
100261992 | OAWP-27 | G1-27 | WF-IN-001-1583-Y0-A-011 | WSG162600.01 | 0.SP04_69 |  | Cantarey | Glass Fibre -LM | STD+ | 104 |  | Nimbagallu | South | Orange Ananthapur Wind Park | ORANGE | 2016-03-29 | South
100262056 | OAWP-31 | G1-31 | WF-IN-001-1583-Y0-A-016 | WSG162600.01 | P_SP00_16 |  | ABB Type C | Glass Fibre -LM | STD+ | 104 |  | Nimbagallu | South | Orange Ananthapur Wind Park | ORANGE | 2016-04-12 | South
100261993 | OAWP-32 | G1-32 | WF-IN-001-1583-Y0-A-013 | WSG162600.01 | 0.SP04_69 |  | Cantarey | Glass Fibre -LM | STD+ | 104 |  | Nimbagallu | South | Orange Ananthapur Wind Park | ORANGE | 2016-03-28 | South
100262053 | OAWP-34 | G1-34 | WF-IN-001-1583-Y0-A-014 | WSG162600.01 | 0.SP04_69 |  | ABB Type C | Glass Fibre -LM | STD+ | 104 |  | Nimbagallu | South | Orange Ananthapur Wind Park | ORANGE | 2016-04-08 | South
100261900 | OAWP-35 | G1-35 | WF-IN-001-1583-Y0-A-012 | WSG162600.01 | 0.SP04_69 |  | Cantarey | Glass Fibre -LM | STD+ | 104 |  | Nimbagallu | South | Orange Ananthapur Wind Park | ORANGE | 2016-04-08 | South
100261957 | OAWP-45 | G1-45 | WF-IN-001-1583-Y0-A-001 | WSG162600.01 | 0.SP04_69 |  | Cantarey | Glass Fibre -LM | STD+ | 104 |  | Nimbagallu | South | Orange Ananthapur Wind Park | ORANGE | 2016-04-06 | South
100261961 | OAWP-46 | G1-46 | WF-IN-001-1583-Y0-A-002 | WSG162600.01 | 0.SP04_69 |  | Cantarey | Glass Fibre -LM | STD+ | 104 |  | Nimbagallu | South | Orange Ananthapur Wind Park | ORANGE | 2016-03-29 | South
100261988 | OAWP-47 | G1-47 | WF-IN-001-1583-Y0-A-003 | WSG162600.01 | 0.SP04_69 |  | Cantarey | Glass Fibre -LM | STD+ | 104 |  | Nimbagallu | South | Orange Ananthapur Wind Park | ORANGE | 2016-04-09 | South
100261989 | OAWP-48 | G1-48 | WF-IN-001-1583-Y0-A-005 | WSG162600.01 | 0.SP04_69 |  | Cantarey | Glass Fibre -LM | STD+ | 104 |  | Nimbagallu | South | Orange Ananthapur Wind Park | ORANGE | 2016-04-03 | South
100261956 | OAWP-49 | G1-49 | WF-IN-001-1583-Y0-A-004 | WSG162600.01 | 0.SP04_69 |  | Cantarey | Glass Fibre -LM | STD+ | 104 |  | Nimbagallu | South | Orange Ananthapur Wind Park | ORANGE | 2016-04-04 | South
100261962 | OAWP-50 | G1-50 | WF-IN-001-1583-Y0-A-007 | WSG162600.01 | 0.SP04_69 |  | Cantarey | Glass Fibre -LM | STD+ | 104 |  | Nimbagallu | South | Orange Ananthapur Wind Park | ORANGE | 2016-04-04 | South
100261990 | OAWP-51 | G1-51 | WF-IN-001-1583-Y0-A-006 | WSG162600.01 | 0.SP04_69 |  | Cantarey | Glass Fibre -LM | STD+ | 104 |  | Nimbagallu | South | Orange Ananthapur Wind Park | ORANGE | 2016-04-04 | South
100261941 | OAWP-52 | G1-52 | WF-IN-001-1583-Y0-A-008 | WSG162600.01 | 0.SP04_69 |  | Cantarey | Glass Fibre -LM | STD+ | 104 |  | Nimbagallu | South | Orange Ananthapur Wind Park | ORANGE | 2016-04-06 | South
100261942 | OAWP-53 | G1-53 | WF-IN-001-1583-Y0-A-010 | WSG162600.01 | 0.SP04_69 |  | Cantarey | Glass Fibre -LM | STD+ | 104 |  | Nimbagallu | South | Orange Ananthapur Wind Park | ORANGE | 2016-04-06 | South
100261991 | OAWP-54 | G1-54 | WF-IN-001-1583-Y0-A-009 | WSG162600.01 | 0.SP04_69 |  | Cantarey | Glass Fibre -LM | STD+ | 104 |  | Nimbagallu | South | Orange Ananthapur Wind Park | ORANGE | 2016-04-08 | South
100262023 | OAWP-56 | G1-56 | WF-IN-001-1583-Y0-A-019 | WSG162600.01 | 0.SP04_69 |  | ABB Type C | Glass Fibre -LM | STD+ | 104 |  | Nimbagallu | South | Orange Ananthapur Wind Park | ORANGE | 2016-04-09 | South
100262054 | OAWP-57 | G1-57 | WF-IN-001-1583-Y0-A-018 | WSG162600.01 | 0.SP04_69 |  | ABB Type C | Glass Fibre -LM | STD+ | 104 |  | Nimbagallu | South | Orange Ananthapur Wind Park | ORANGE | 2016-05-25 | South
100262226 | H23 | H23 | WF-IN-010-1565-Y0-A-011 | WSG162600.01 | P_SP00_16 |  | ABB Type C | Glass Fibre -LM | HTK | 104 |  | Hebbal | Karnataka | Matrix wind energy pvt ltd (Greenko) | Matrix wind energy pvt ltd (Greenko) | 10.09.2016 | Bijapur
100262229 | H3A | H3A | Nil | WSG162600.01 | P_SP00_16 |  | Cantarey | Glass Fibre -LM | HTK | 104 |  | Hebbal | Karnataka | Matrix wind energy pvt ltd (Greenko) | Matrix wind energy pvt ltd (Greenko) | 10.09.2016 | Bijapur
100262220 | H17 | H17 | WF-IN-010-1565-Y0-A-009 | WSG162600.01 | P_SP00_16 |  | ABB Type C | Glass Fibre -LM | HTK | 104 |  | Hebbal | Karnataka | Matrix wind energy pvt ltd (Greenko) | Matrix wind energy pvt ltd (Greenko) | 10.09.2016 | Bijapur
100262218 | H22 | H22 | Nil | WSG162600.01 | P_SP00_16 |  | Cantarey | Glass Fibre -LM | HTK | 104 |  | Hebbal | Karnataka | Matrix wind energy pvt ltd (Greenko) | Matrix wind energy pvt ltd (Greenko) | 10.09.2016 | Bijapur
100262225 | H2 | H2 | WF-IN-010-1565-Y0-A-012 | WSG162600.01 | P_SP00_16 |  | ABB Type C | Glass Fibre -LM | HTK | 104 |  | Hebbal | Karnataka | Matrix wind energy pvt ltd (Greenko) | Matrix wind energy pvt ltd (Greenko) | 10.09.2016 | Bijapur
100262227 | H19 | H19 | Nil | WSG162600.01 | P_SP00_16 |  | Cantarey | Glass Fibre -LM | HTK | 104 |  | Hebbal | Karnataka | Matrix wind energy pvt ltd (Greenko) | Matrix wind energy pvt ltd (Greenko) | 10.09.2016 | Bijapur
100262222 | H5 | H5 | Nil | WSG162600.01 | P_SP00_16 |  | Cantarey | Glass Fibre -LM | HTK | 104 |  | Hebbal | Karnataka | Matrix wind energy pvt ltd (Greenko) | Matrix wind energy pvt ltd (Greenko) | 10.09.2016 | Bijapur
100262228 | H24 | H24 | Nil | WSG162600.01 | P_SP00_16 |  | Cantarey | Glass Fibre -LM | HTK | 104 |  | Hebbal | Karnataka | Matrix wind energy pvt ltd (Greenko) | Matrix wind energy pvt ltd (Greenko) | 10.09.2016 | Bijapur
100262221 | H3 | H3 | Nil | WSG162600.01 | P_SP00_16 |  | Cantarey | Glass Fibre -LM | HTK | 104 |  | Hebbal | Karnataka | Matrix wind energy pvt ltd (Greenko) | Matrix wind energy pvt ltd (Greenko) | 10.09.2016 | Bijapur
100262219 | H20 | H20 | WF-IN-010-1565-Y0-A-004 | WSG162600.01 | P_SP00_16 |  | ABB Type C | Glass Fibre -LM | HTK | 104 |  | Hebbal | Karnataka | Matrix wind energy pvt ltd (Greenko) | Matrix wind energy pvt ltd (Greenko) | 10.09.2016 | Bijapur
100262230 | H1 | H1 | Nil | WSG162600.01 | P_SP00_16 |  | Cantarey | Glass Fibre -LM | HTK | 104 |  | Hebbal | Karnataka | Matrix wind energy pvt ltd (Greenko) | Matrix wind energy pvt ltd (Greenko) | 10.09.2016 | Bijapur
100262215 | H21 | H21 | WF-IN-010-1565-Y0-A-001 | WSG162600.01 | P_SP00_16 |  | ABB Type C | Glass Fibre -LM | HTK | 104 |  | Hebbal | Karnataka | Matrix wind energy pvt ltd (Greenko) | Matrix wind energy pvt ltd (Greenko) | 10.09.2016 | Bijapur
100262494 | G97-236 | GPh-2-07 | WF-IN-022-1673-Y0-A-005 | WSG162600.01 | P_SP00_16 |  | Cantarey | Glass Fibre -LM | HTK | 104 |  | KAYATHAR-G9X | South | Sri Cheran | Sri Cheran | 29.09.16 | South
100262611 | G97- OO2 | GPh-2-26 | WF-IN-022-1673-Y0-A-001 | WSG162600.01 | P_SP00_16 |  | Cantarey | Glass Fibre -LM | HTK | 104 |  | KAYATHAR-G9X | South | Prabath spinners | Prabath spinners | 29.09.16 | South
100262470 | G97- 018 | GPh-2-16 | WF-IN-022-1673-Y0-A-004 | WSG162600.01 | P_SP00_16 |  | Cantarey | Glass Fibre -LM | HTK | 104 |  | KAYATHAR-G9X | South | JPP MILLS | JPP MILLS | 28.09.16 | South
100262492 | G97- 302 | GPh-2-02 | WF-IN-022-1673-Y0-A-002 | WSG162600.01 | P_SP00_16 |  | Cantarey | Glass Fibre -LM | HTK | 104 |  | KAYATHAR-G9X | South | Prabath spinners | Prabath spinners | 29.09.16 | South
100262566 | G97- 010 | GPh-2-03 | WF-IN-022-1673-Y0-A-003 | WSG162600.01 | P_SP00_16 |  | Cantarey | Glass Fibre -LM | HTK | 104 |  | KAYATHAR-G9X | South | SREE SANTHOSH GARMENTS | SREE SANTHOSH GARMENTS | 28.09.16 | South
100262341 | RON | GRN 138 |  | WSG162600.01 | P_SP00_16 |  | ABB Type C | Glass Fibre -LM | STD+ | 104 |  | RON | Karnataka | BALU CHETTY | BALU CHETTY | 13.07.2016 | Gadag
100262340 | RON | GRN 153 |  | WSG162600.01 | P_SP00_16 |  | ABB Type C | Glass Fibre -LM | STD+ | 104 |  | RON | Karnataka | BALU CHETTY | BALU CHETTY | 13.07.2016 | Gadag
100262356 | RON | GRN 96 |  | WSG162600.01 | P_SP00_16 |  | ABB Type C | Glass Fibre -LM | STD+ | 104 |  | RON | Karnataka | RENEW POWER | RENEW POWER | 14.07.2016 | Gadag
100262392 | RON | GRN 199 |  | WSG162600.01 | P_SP00_16 |  | Cantarey | Glass Fibre -LM | STD+ | 104 |  | RON | Karnataka | RENEW POWER | RENEW POWER | 14.07.2016 | Gadag
100262353 | RON | GRN 120 |  | WSG162600.01 | P_SP00_16 |  | ABB Type C | Glass Fibre -LM | STD+ | 104 |  | RON | Karnataka | RENEW POWER | RENEW POWER | 14.07.2016 | Gadag
100262348 | RON | GRN 79 |  | WSG162600.01 | P_SP00_16 |  | ABB Type C | Glass Fibre -LM | STD+ | 104 |  | RON | Karnataka | SAKTHI MASALA | SAKTHI MASALA | 14.07.2016 | Gadag
100262350 | RON | GRN 137 |  | WSG162600.01 | P_SP00_16 |  | ABB Type C | Glass Fibre -LM | STD+ | 104 |  | RON | Karnataka | RENEW POWER | RENEW POWER | 14.07.2016 | Gadag
100262442 | RON | GRN 70 |  | WSG162600.01 | P_SP00_16 |  | Cantarey | Glass Fibre -LM | STD+ | 104 |  | RON | Karnataka | RENEW POWER | RENEW POWER | 25.07.2016 | Gadag
100262429 | RON | GRN 90 |  | WSG162600.01 | P_SP00_16 |  | Cantarey | Glass Fibre -LM | STD+ | 104 |  | RON | Karnataka | RENEW POWER | RENEW POWER | 15.07.2016 | Gadag
100262441 | RON | GRN 119 |  | WSG162600.01 | P_SP00_16 |  | Cantarey | Glass Fibre -LM | STD+ | 104 |  | RON | Karnataka | RENEW POWER | RENEW POWER | 15.07.2016 | Gadag
100262358 | RON | GRN 172 |  | WSG162600.01 | P_SP00_16 |  | ABB Type C | Glass Fibre -LM | STD+ | 104 |  | RON | Karnataka | RENEW POWER | RENEW POWER | 14.07.2016 | Gadag
100262428 | RON | GRN 173 |  | WSG162600.01 | P_SP00_16 |  | Cantarey | Glass Fibre -LM | STD+ | 104 |  | RON | Karnataka | RENEW POWER | RENEW POWER | 16.07.2016 | Gadag
100262355 | RON | GRN 161 |  | WSG162600.01 | P_SP00_16 |  | Cantarey | Glass Fibre -LM | STD+ | 104 |  | RON | Karnataka | RENEW POWER | RENEW POWER | 20.07.2016 | Gadag
100262395 | RON | GRN 208 |  | WSG162600.01 | P_SP00_16 |  | Cantarey | Glass Fibre -LM | STD+ | 104 |  | RON | Karnataka | RENEW POWER | RENEW POWER | 20.07.2016 | Gadag
100262393 | RON | GRN 187 |  | WSG162600.01 | P_SP00_16 |  | Cantarey | Glass Fibre -LM | STD+ | 104 |  | RON | Karnataka | RENEW POWER | RENEW POWER | 21.07.2016 | Gadag
100262443 | RON | GRN 179 |  | WSG162600.01 | P_SP00_16 |  | Cantarey | Glass Fibre -LM | STD+ | 104 |  | RON | Karnataka | RENEW POWER | RENEW POWER | 21.07.2016 | Gadag
100262394 | RON | GRN 74 |  | WSG162600.01 | P_SP00_16 |  | Cantarey | Glass Fibre -LM | STD+ | 104 |  | RON | Karnataka | RENEW POWER | RENEW POWER | 21.07.2016 | Gadag
100262349 | RON | GRN 135 |  | WSG162600.01 | P_SP00_16 |  | ABB Type C | Glass Fibre -LM | STD+ | 104 |  | RON | Karnataka | SAKTHI MASALA | SAKTHI MASALA | 28.07.2016 | Gadag
100262339 | RON | GRN 154 |  | WSG162600.01 | P_SP00_16 |  | Cantarey | Glass Fibre -LM | STD+ | 104 |  | RON | Karnataka | BALU CHETTY | BALU CHETTY | 25.07.2016 | Gadag
100262172 | RON | GRN 189 |  | WSG162600.01 | P_SP00_16 |  | ABB Type C | Glass Fibre -LM | STD+ | 104 |  | RON | Karnataka | FERN BULDERS | FERN BULDERS | 29.09.2016 | Gadag
100262445 | RON | GRN 197 |  | WSG162600.01 | P_SP00_16 |  | Cantarey | Glass Fibre -LM | STD+ | 104 |  | RON | Karnataka | ATHAVAN SOLAR | ATHAVAN SOLAR | 29.09.2016 | Gadag
100262354 | RON | GRN 144 |  | WSG162600.01 | P_SP00_16 |  | ABB Type C | Glass Fibre -LM | STD+ | 104 |  | RON | Karnataka | RENEW POWER | RENEW POWER | 29.09.2016 | Gadag
100262351 | RON | GRN 184 |  | WSG162600.01 | P_SP00_16 |  | ABB Type C | Glass Fibre -LM | STD+ | 104 |  | RON | Karnataka | RENEW POWER | RENEW POWER | 29.09.2016 | Gadag
100262391 | RON | GRN 110 |  | WSG162600.01 | P_SP00_16 |  | ABB Type C | Glass Fibre -LM | STD+ | 104 |  | RON | Karnataka | RENEW POWER | RENEW POWER | 29.09.2016 | Gadag
100262396 | RON | GRN 155 |  | WSG162600.01 | P_SP00_16 |  | Cantarey | Glass Fibre -LM | STD+ | 104 |  | RON | Karnataka | RENEW POWER | RENEW POWER | 29.09.2016 | Gadag
100262352 | RON | GRN 105 |  | WSG162600.01 | P_SP00_16 |  | ABB Type C | Glass Fibre -LM | STD+ | 104 |  | RON | Karnataka | RENEW POWER | RENEW POWER | 29.09.2016 | Gadag
100262357 | RON | GRN 31 |  | WSG162600.01 | P_SP00_16 |  | ABB Type C | Glass Fibre -LM | STD+ | 104 |  | RON | Karnataka | RENEW POWER | RENEW POWER | 29.09.2016 | Gadag
100262493 | RON | GRN 219 |  | WSG162600.01 | P_SP00_16 |  | Cantarey | Glass Fibre -LM | STD+ | 104 |  | RON | Karnataka | DR.RAMAKRISHNA | DR.RAMAKRISHNA | 30.09.2016 | Gadag
100262444 | RON | GRN 166 |  | WSG162600.01 | P_SP00_16 |  | Cantarey | Glass Fibre -LM | STD+ | 104 |  | RON | Karnataka | BALAJI MALTS | BALAJI MALTS | 14.10.2016 | Gadag
100262451 | RON | GRN 229 |  | WSG162600.01 | P_SP00_16 |  | Cantarey | Glass Fibre -LM | STD+ | 104 |  | RON | Karnataka | ATHAVAN SOLAR | ATHAVAN SOLAR | 14.10.2016 | Gadag
100262365 | G114 | WTG 06 | WF-IN-010-1638-Y0-A-004 | WSG162600.04 | P_SP00_25 |  | Cantarey CR21-4P-1 | Infusion (i) - Gamesa | STD+ | 114 Steel |  | SANDUR | Karnataka | GREENKO | Sandur Power Company Private Limited | 11.10.2016 | SANDUR
100262366 | G114 | WTG 03 | WF-IN-010-1638-Y0-A-001 | WSG162600.04 | P_SP00_25 |  | Cantarey CR21-4P-1 | Infusion (i) - Gamesa | STD+ | 114 Steel |  | SANDUR | Karnataka | GREENKO | Sandur Power Company Private Limited | 11.10.2016 | SANDUR
100262364 | G114 | WTG 05 | WF-IN-010-1638-Y0-A-002 | WSG162600.04 | P_SP00_25 |  | Cantarey CR21-4P-1 | Infusion (i) - Gamesa | STD+ | 114 Steel |  | SANDUR | Karnataka | GREENKO | Sandur Power Company Private Limited | 11.10.2016 | SANDUR
100262363 | G114 | WTG 09 | WF-IN-010-1638-Y0-A-003 | WSG162600.04 | P_SP00_25 |  | Cantarey CR21-4P-1 | Infusion (i) - Gamesa | STD+ | 114 Steel |  | SANDUR | Karnataka | GREENKO | Sandur Power Company Private Limited | 10.10.2016 | SANDUR
100262367 | G114 | WTG 02 | WF-IN-010-1638-Y0-A-006 | WSG162600.04 | P_SP00_25 |  | Cantarey CR21-4P-1 | Infusion (i) - Gamesa | STD+ | 114 Steel |  | SANDUR | Karnataka | GREENKO | Sandur Power Company Private Limited | 11.10.2016 | SANDUR
100262371 | G114 | WTG 10 | WF-IN-010-1638-Y0-A-005 | WSG162600.04 | P_SP00_25 |  | Cantarey CR21-4P-1 | Infusion (i) - Gamesa | STD+ | 114 Steel |  | SANDUR | Karnataka | GREENKO | Sandur Power Company Private Limited | 10.10.2016 | SANDUR

## G97 North & west
Turbine | SCADA Name | Location | Function Location | Software version available | CCU Firmware | Installation date | Generator | Blade | Temperature Type | Tower height | Rotor diameter | Site | State | Customer Group | Customer | DoC | Zone
100260987 | G9787 | GJI87 | WF-IN-013-1075-Y1-A-001 | WSG155101.01 | P_SP00_17 |  | ABB Type Av2 | Glass Fibre -LM | HTK | 90m Steel (90.0 & 90.1) |  | JATH-G9X | North & west | Renew Wind Energy (Jath) P. Ltd | Renew Wind Energy (Jath) P. Ltd | 2012-09-29 | Jath-G9X
100261037 | G9788 | GJI88 | WF-IN-013-1075-Y0-A-004 | WSG155101.01 | 0.SP04_69 |  | ABB Type Av2 | Glass Fibre -LM | HTK | 90m Steel (90.0 & 90.1) |  | JATH-G9X | North & west | Renew Wind Energy (Jath) P. Ltd | Renew Wind Energy (Jath) P. Ltd | 2012-09-29 | Jath-G9X
100261039 | G9790 | GJI90 | WF-IN-013-1075-Y0-A-005 | WSG162600.01 | P_SP00_17 |  | ABB Type Av2 | Glass Fibre -LM | HTK | 90m Steel (90.0 & 90.1) |  | JATH-G9X | North & west | Renew Wind Energy (Jath) P. Ltd | Renew Wind Energy (Jath) P. Ltd | 2012-09-29 | Jath-G9X
100261068 | G9716 | GJI16 | WF-IN-013-1075-Y0-A-010 | WSG162600.01 | P_SP00_17 |  | ABB Type Av2 | Glass Fibre -LM | HTK | 90m Steel (90.0 & 90.1) |  | JATH-G9X | North & west | Renew Wind Energy (Jath) P. Ltd | Renew Wind Energy (Jath) P. Ltd | 2012-10-12 | Jath-G9X
100260986 | G9718 | GJI18 | WF-IN-013-1075-Y0-A-001 | WSG162600.01 | P_SP00_17 |  | ABB Type Av2 | Glass Fibre -LM | HTK | 90m Steel (90.0 & 90.1) |  | JATH-G9X | North & west | Renew Wind Energy (Jath) P. Ltd | Renew Wind Energy (Jath) P. Ltd | 2012-10-04 | Jath-G9X
100261040 | G9719 | GJI19 | WF-IN-013-1075-Y0-A-006 | WSG162600.01 | P_SP00_17 |  | ABB Type Av2 | Glass Fibre -LM | HTK | 90m Steel (90.0 & 90.1) |  | JATH-G9X | North & west | Renew Wind Energy (Jath) P. Ltd | Renew Wind Energy (Jath) P. Ltd | 2012-10-12 | Jath-G9X
100261036 | G9720 | GJI20 | WF-IN-013-1075-Y0-A-007 | WSG162600.01 | P_SP00_17 |  | Cantarey | Glass Fibre -LM | HTK | 90m Steel (90.0 & 90.1) |  | JATH-G9X | North & west | Renew Wind Energy (Jath) P. Ltd | Renew Wind Energy (Jath) P. Ltd | 2012-10-04 | Jath-G9X
100260989 | G9758 | GJII58 | WF-IN-013-1075-Y0-A-002 | WSG162600.01 | P_SP00_17 |  | ABB Type Av2 | Glass Fibre -LM | HTK | 90m Steel (90.0 & 90.1) |  | JATH-G9X | North & west | Renew Wind Energy (Jath) P. Ltd | Renew Wind Energy (Jath) P. Ltd | 2013-02-07 | JATH-G9X
100261066 | G9784 | GJI84 | WF-IN-013-1075-Y0-A-011 | WSG162600.01 | P_SP00_17 |  | ABB Type Av2 | Glass Fibre -LM | HTK | 90m Steel (90.0 & 90.1) |  | JATH-G9X | North & west | Renew Wind Energy (Jath) P. Ltd | Renew Wind Energy (Jath) P. Ltd | 2013-02-07 | JATH-G9X
100261038 | #N/A | GJI86 | WF-IN-013-1075-Y0-A-014 | WSG162600.01 | P_SP00_17 |  | ABB Type Av2 | Glass Fibre -LM | HTK | 90m Steel (90.0 & 90.1) |  | JATH-G9X | North & west | Renew Wind Energy (Jath) P. Ltd | Renew Wind Energy (Jath) P. Ltd | 2013-02-07 | JATH-G9X
100261052 | G9776 | GJI76 | WF-IN-013-1075-Y0-A-009 | WSG162600.01 | P_SP00_17 |  | ABB Type Av2 | Glass Fibre -LM | HTK | 90m Steel (90.0 & 90.1) |  | JATH-G9X | North & west | Renew Wind Energy (Jath) P. Ltd | Renew Wind Energy (Jath) P. Ltd | 2013-02-07 | JATH-G9X
100261065 | G9777 | GJI77 | WF-IN-013-1075-Y0-A-008 | WSG162600.01 | P_SP00_17 |  | ABB Type Av2 | Glass Fibre -LM | HTK | 90m Steel (90.0 & 90.1) |  | JATH-G9X | North & west | Renew Wind Energy (Jath) P. Ltd | Renew Wind Energy (Jath) P. Ltd | 2013-02-07 | JATH-G9X
100261070 | G9707 | GJI07 | WF-IN-013-1075-Y0-A-021 | WSG162600.01 | P_SP00_17 |  | ABB Type Av2 | Glass Fibre -LM | HTK | 90m Steel (90.0 & 90.1) |  | JATH-G9X | North & west | Renew Wind Energy (Jath) P. Ltd | Renew Wind Energy (Jath) P. Ltd | 2013-02-26 | JATH-G9X
100261051 | G9747 | GJI47 | WF-IN-013-1075-Y0-A-039 | WSG162600.01 | P_SP00_17 |  | ABB Type Av2 | Glass Fibre -LM | HTK | 90m Steel (90.0 & 90.1) |  | JATH-G9X | North & west | Renew Wind Energy (Jath) P. Ltd | Renew Wind Energy (Jath) P. Ltd | 2013-04-03 | JATH-G9X
100260988 | G9723 | GJI23 | WF-IN-013-1075-Y0-A-016 | WSG162600.01 | P_SP00_17 |  | Cantarey | Glass Fibre -LM | HTK | 90m Steel (90.0 & 90.1) |  | JATH-G9X | North & west | Renew Wind Energy (Jath) P. Ltd | Renew Wind Energy (Jath) P. Ltd | 2013-04-03 | JATH-G9X
100261067 | IND117 | GJI117 | WF-IN-013-1075-Y0-A-012 | WSG162600.01 | P_SP00_17 |  | ABB Type Av2 | Glass Fibre -LM | HTK | 90m Steel (90.0 & 90.1) |  | JATH-G9X | North & west | Indorama Renewables Jath Ltd | Indorama Renewables Jath Ltd | 2013-04-08 | JATH-G9X
100261073 | IND72N | GJII72 | WF-IN-013-1075-Y0-A-026 | WSG162600.01 | P_SP00_17 |  | ABB Type Av2 | Glass Fibre -LM | HTK | 90m Steel (90.0 & 90.1) |  | JATH-G9X | North & west | Indorama Renewables Jath Ltd | Indorama Renewables Jath Ltd | 2013-04-08 | JATH-G9X
100261083 | IND73 | GJII73 | WF-IN-013-1075-Y0-A-029 | WSG162600.01 | P_SP00_17 |  | Cantarey | Glass Fibre -LM | HTK | 90m Steel (90.0 & 90.1) |  | JATH-G9X | North & west | Indorama Renewables Jath Ltd | Indorama Renewables Jath Ltd | 2013-04-08 | JATH-G9X
100261072 | IND81 | GJI81 | WF-IN-013-1075-Y0-A-015 | WSG162600.01 | P_SP00_17 |  | ABB Type Av2 | Glass Fibre -LM | HTK | 90m Steel (90.0 & 90.1) |  | JATH-G9X | North & west | Indorama Renewables Jath Ltd | Indorama Renewables Jath Ltd | 2013-04-08 | JATH-G9X
100261077 | IND16 | GJII16 | WF-IN-013-1075-Y0-A-027 | WSG162600.01 | P_SP00_17 |  | ABB Type Av2 | Glass Fibre -LM | HTK | 90m Steel (90.0 & 90.1) |  | JATH-G9X | North & west | Indorama Renewables Jath Ltd | Indorama Renewables Jath Ltd | 2013-04-08 | JATH-G9X
100261080 | IND35 | GJI35 | WF-IN-013-1075-Y0-A-037 | WSG162600.01 | P_SP00_17 |  | Cantarey | Glass Fibre -LM | HTK | 90m Steel (90.0 & 90.1) |  | JATH-G9X | North & west | Indorama Renewables Jath Ltd | Indorama Renewables Jath Ltd | 2013-04-08 | JATH-G9X
100261076 | IND53 | GJII53N | WF-IN-013-1075-Y0-A-028 | WSG162600.01 | P_SP00_17 |  | ABB Type Av2 | Glass Fibre -LM | HTK | 90m Steel (90.0 & 90.1) |  | JATH-G9X | North & west | Indorama Renewables Jath Ltd | Indorama Renewables Jath Ltd | 2013-04-08 | JATH-G9X
100261081 | IND74 | GJI74 | WF-IN-013-1075-Y0-A-025 | WSG162600.01 | P_SP00_17 |  | Cantarey | Glass Fibre -LM | HTK | 90m Steel (90.0 & 90.1) |  | JATH-G9X | North & west | Indorama Renewables Jath Ltd | Indorama Renewables Jath Ltd | 2013-04-08 | JATH-G9X
100261100 | IND30N | GJII30N | WF-IN-013-1075-Y0-A-031 | WSG162600.01 | P_SP00_17 |  | ABB Type Av2 | Glass Fibre -LM | HTK | 90m Steel (90.0 & 90.1) |  | JATH-G9X | North & west | Indorama Renewables Jath Ltd | Indorama Renewables Jath Ltd | 2013-06-26 | Jath-G9X
100261079 | IND40 | GJII40 | WF-IN-013-1075-Y0-A-032 | WSG162600.01 | P_SP00_17 |  | ABB Type Av2 | Glass Fibre -LM | HTK | 90m Steel (90.0 & 90.1) |  | JATH-G9X | North & west | Indorama Renewables Jath Ltd | Indorama Renewables Jath Ltd | 2013-06-26 | Jath-G9X
100261102 | IND44 | GJII44 | WF-IN-013-1075-Y0-A-033 | WSG155101.01 | P_SP00_17 |  | ABB Type Av2 | Glass Fibre -LM | HTK | 90m Steel (90.0 & 90.1) |  | JATH-G9X | North & west | Indorama Renewables Jath Ltd | Indorama Renewables Jath Ltd | 2013-06-26 | Jath-G9X
100261082 | IND49 | GJII49 | WF-IN-013-1075-Y0-A-034 | WSG162600.01 | P_SP00_17 |  | Cantarey | Glass Fibre -LM | HTK | 90m Steel (90.0 & 90.1) |  | JATH-G9X | North & west | Indorama Renewables Jath Ltd | Indorama Renewables Jath Ltd | 2013-06-26 | Jath-G9X
100261078 | IND50 | GJI50 | WF-IN-013-1075-Y0-A-035 | WSG162600.01 | P_SP00_17 |  | ABB Type Av2 | Glass Fibre -LM | HTK | 90m Steel (90.0 & 90.1) |  | JATH-G9X | North & west | Indorama Renewables Jath Ltd | Indorama Renewables Jath Ltd | 2013-06-26 | Jath-G9X
100261099 | G9715 | GJI15N | WF-IN-013-1075-Y0-A-019 | WSG162600.01 | P_SP00_17 |  | Cantarey | Glass Fibre -LM | HTK | 90m Steel (90.0 & 90.1) |  | JATH-G9X | North & west | Renew Wind Energy (Jath) P. Ltd | Renew Wind Energy (Jath) P. Ltd | 2013-06-26 | Jath-G9X
100261084 | G9797 | GJII97 | WF-IN-013-1075-Y0-A-022 | WSG162600.01 | P_SP00_17 |  | Cantarey | Glass Fibre -LM | HTK | 90m Steel (90.0 & 90.1) |  | JATH-G9X | North & west | Renew Wind Energy (Jath) P. Ltd | Renew Wind Energy (Jath) P. Ltd | 2013-06-30 | Jath-G9X
100261103 | G9728 | GJI28 | WF-IN-013-1075-Y0-A-017 | WSG162600.01 | P_SP00_17 |  | ABB Type Av2 | Glass Fibre -LM | HTK | 90m Steel (90.0 & 90.1) |  | JATH-G9X | North & west | Renew Wind Energy (Jath) P. Ltd | Renew Wind Energy (Jath) P. Ltd | 2013-06-26 | Jath-G9X
100261153 | G9770 | GJI70 | WF-IN-013-1075-Y0-A-018 | WSG162600.01 | P_SP00_17 |  | ABB Type Av2 | Glass Fibre -LM | HTK | 90m Steel (90.0 & 90.1) |  | JATH-G9X | North & west | Renew Wind Energy (Jath) P. Ltd | Renew Wind Energy (Jath) P. Ltd | 2013-06-26 | Jath-G9X
100261104 | G97112 | J97/1112 | WF-IN-013-1075-Y0-A-042 | WSG162600.01 | P_SP00_17 |  | ABB Type Av2 | Glass Fibre -LM | HTK | 90m Steel (90.0 & 90.1) |  | JATH-G9X | North & west | Renew Wind Energy (Jath) P. Ltd | Renew Wind Energy (Jath) P. Ltd | 2013-06-30 | Jath-G9X
100261107 | G97113 | J97/1113 | WF-IN-013-1075-Y0-A-038 | WSG162600.01 | P_SP00_17 |  | ABB Type Av2 | Glass Fibre -LM | HTK | 90m Steel (90.0 & 90.1) |  | JATH-G9X | North & west | Renew Wind Energy (Jath) P. Ltd | Renew Wind Energy (Jath) P. Ltd | 2013-06-30 | Jath-G9X
100261154 | G97122 | J97/1122 | WF-IN-013-1075-Y0-A-041 | WSG162600.01 | P_SP00_17 |  | ABB Type Av2 | Glass Fibre -LM | HTK | 90m Steel (90.0 & 90.1) |  | JATH-G9X | North & west | Renew Wind Energy (Jath) P. Ltd | Renew Wind Energy (Jath) P. Ltd | 2013-06-30 | Jath-G9X
100261075 | G97124 | J97/1124 | WF-IN-013-1075-Y0-A-040 | WSG162600.01 | P_SP00_17 |  | ABB Type Av2 | Glass Fibre -LM | HTK | 90m Steel (90.0 & 90.1) |  | JATH-G9X | North & west | Renew Wind Energy (Jath) P. Ltd | Renew Wind Energy (Jath) P. Ltd | 2013-06-30 | Jath-G9X
100261105 | G9721 | GJI21N1 | WF-IN-013-1075-Y0-A-036 | WSG162600.01 | P_SP00_17 |  | ABB Type Av2 | Glass Fibre -LM | HTK | 90m Steel (90.0 & 90.1) |  | JATH-G9X | North & west | Renew Wind Energy (Jath) P. Ltd | Renew Wind Energy (Jath) P. Ltd | 2013-07-19 | Jath-G9X
100261155 | G97144 | J97/1144 | WF-IN-013-1075-Y0-A-044 | WSG162600.01 | P_SP00_17 |  | ABB Type Av2 | Glass Fibre -LM | HTK | 90m Steel (90.0 & 90.1) |  | JATH-G9X | North & west | Renew Wind Energy (Jath) P. Ltd | Renew Wind Energy (Jath) P. Ltd | 2013-07-19 | Jath-G9X
100261106 | G97145 | J97/1145 | WF-IN-013-1075-Y0-A-043 | WSG162600.01 | P_SP00_17 |  | ABB Type Av2 | Glass Fibre -LM | HTK | 90m Steel (90.0 & 90.1) |  | JATH-G9X | North & west | Renew Wind Energy (Jath) P. Ltd | Renew Wind Energy (Jath) P. Ltd | 2013-07-19 | Jath-G9X
100261151 | G9733 | GJI33N | WF-IN-013-1075-Y0-A-030 | WSG162600.01 | P_SP00_17 |  | ABB Type Av2 | Glass Fibre -LM | HTK | 90m Steel (90.0 & 90.1) |  | JATH-G9X | North & west | Renew Wind Energy (Jath) P. Ltd | Renew Wind Energy (Jath) P. Ltd | 2013-07-19 | Jath-G9X
100261101 | IND91 | GJI91 | WF-IN-013-1075-Y0-A-023 | WSG162600.01 | P_SP00_17 |  | ABB Type Av2 | Glass Fibre -LM | HTK | 90m Steel (90.0 & 90.1) |  | JATH-G9X | North & west | Indorama Renewables Jath Ltd | Indorama Renewables Jath Ltd | 2013-07-24 | Jath-G9X
100261071 | IND73N | GJII73N | WF-IN-013-1075-Y0-A-029 | WSG162600.01 | P_SP00_17 |  | ABB Type Av2 | Glass Fibre -LM | HTK | 90m Steel (90.0 & 90.1) |  | JATH-G9X | North & west | Indorama Renewables Jath Ltd | Indorama Renewables Jath Ltd | 2013-07-24 | Jath-G9X
100261069 | G9717 | GJI17N | WF-IN-013-1075-Y0-A-013 | WSG162600.01 | P_SP00_17 |  | ABB Type Av2 | Glass Fibre -LM | HTK | 90m Steel (90.0 & 90.1) |  | JATH-G9X | North & west | Renew Wind Energy (Jath) P. Ltd | Renew Wind Energy (Jath) P. Ltd | 2013-07-24 | Jath-G9X
100261074 | G9776I | GJI76 | WF-IN-013-1075-Y0-A-045 | WSG155101.01 | P_SP00_17 |  | ABB Type Av2 | Glass Fibre -LM | HTK | 90m Steel (90.0 & 90.1) |  | JATH-G9X | North & west | Renew Wind Energy (Jath) P. Ltd | Renew Wind Energy (Jath) P. Ltd | 2013-07-19 | Jath-G9X
100261152 | G9792 | GJI92 | WF-IN-013-1075-Y0-A-020 | WSG162600.01 | P_SP00_17 |  | ABB Type Av2 | Glass Fibre -LM | HTK | 90m Steel (90.0 & 90.1) |  | JATH-G9X | North & west | Renew Wind Energy (Jath) P. Ltd | Renew Wind Energy (Jath) P. Ltd | 2013-08-06 | Jath-G9X
100261169 | CLPJT03 | J97/2-132(34) | WF-IN-013-1075-Y0-A-046 | WSG162600.01 | P_SP00_17 |  | ABB Type Av2 | Glass Fibre -LM | STD+ | 90.2 |  | JATH-G9X | North & west | CLP WIND FARMS (INDIA) PRIVATE LIMITED | CLP WIND FARMS (INDIA) PRIVATE LIMITED | 2014-03-31 | JATH-G9X
100261168 | CLPJT01 | J97/1-114(215) | WF-IN-013-1075-Y0-A-047 | WSG155101.01 | P_SP00_17 |  | ABB Type Av2 | Glass Fibre -LM | STD+ | 90.2 |  | JATH-G9X | North & west | CLP WIND FARMS (INDIA) PRIVATE LIMITED | CLP WIND FARMS (INDIA) PRIVATE LIMITED | 2014-03-31 | JATH-G9X
100261170 | CLPJT05 | J97/2-110(58) | WF-IN-013-1075-Y0-A-048 | WSG162600.01 | P_SP00_17 |  | ABB Type Av2 | Glass Fibre -LM | STD+ | 90.2 |  | JATH-G9X | North & west | CLP WIND FARMS (INDIA) PRIVATE LIMITED | CLP WIND FARMS (INDIA) PRIVATE LIMITED | 2014-03-31 | JATH-G9X
100261167 | CLPJT04 | J97/2-114(61) | WF-IN-013-1075-Y0-A-049 | WSG162600.01 | P_SP00_17 |  | ABB Type Av2 | Glass Fibre -LM | STD+ | 90.2 |  | JATH-G9X | North & west | CLP WIND FARMS (INDIA) PRIVATE LIMITED | CLP WIND FARMS (INDIA) PRIVATE LIMITED | 2014-03-31 | JATH-G9X
100261171 | CLPJT07 | J97/2-87(67) | WF-IN-013-1075-Y0-A-050 | WSG162600.01 | P_SP00_17 |  | ABB Type Av2 | Glass Fibre -LM | STD+ | 90.2 |  | JATH-G9X | North & west | CLP WIND FARMS (INDIA) PRIVATE LIMITED | CLP WIND FARMS (INDIA) PRIVATE LIMITED | 2014-03-31 | JATH-G9X
100261176 | CLPJT14 | J97/2-190(125) | WF-IN-013-1075-Y0-A-051 | WSG155101.01 | P_SP00_17 |  | Cantarey | Glass Fibre -LM | STD+ | 90.2 |  | JATH-G9X | North & west | CLP WIND FARMS (INDIA) PRIVATE LIMITED | CLP WIND FARMS (INDIA) PRIVATE LIMITED | 2014-03-31 | JATH-G9X
100261172 | CLPJT16 | J97/1-165(16/2) | WF-IN-013-1075-Y0-A-052 | WSG155101.01 | P_SP00_17 |  | ABB Type Av2 | Glass Fibre -LM | STD+ | 90.2 |  | JATH-G9X | North & west | CLP WIND FARMS (INDIA) PRIVATE LIMITED | CLP WIND FARMS (INDIA) PRIVATE LIMITED | 2014-03-31 | JATH-G9X
100261285 | CLPJT23 | J97/2-119(88) | WF-IN-013-1075-Y0-A-053 | WSG162600.01 | P_SP00_17 |  | Cantarey | Glass Fibre -LM | STD+ | 90.2 |  | JATH-G9X | North & west | CLP WIND FARMS (INDIA) PRIVATE LIMITED | CLP WIND FARMS (INDIA) PRIVATE LIMITED | 2014-03-31 | JATH-G9X
100261179 | CLPJT15 | J97/2-129(10) | WF-IN-013-1075-Y0-A-054 | WSG162600.01 | P_SP00_17 |  | ABB Type Av2 | Glass Fibre -LM | STD+ | 90.2 |  | JATH-G9X | North & west | CLP WIND FARMS (INDIA) PRIVATE LIMITED | CLP WIND FARMS (INDIA) PRIVATE LIMITED | 2014-03-31 | JATH-G9X
100261181 | CLPJT02 | J97/1-102(133) | WF-IN-013-1075-Y0-A-055 | WSG162600.01 | P_SP00_17 |  | Cantarey | Glass Fibre -LM | STD+ | 90.2 |  | JATH-G9X | North & west | CLP WIND FARMS (INDIA) PRIVATE LIMITED | CLP WIND FARMS (INDIA) PRIVATE LIMITED | 2014-03-31 | JATH-G9X
100261164 | CLPJT12 | J97/2-91(144) | WF-IN-013-1075-Y0-A-056 | WSG155101.01 | P_SP00_17 |  | Cantarey | Glass Fibre -LM | STD+ | 90.2 |  | JATH-G9X | North & west | CLP WIND FARMS (INDIA) PRIVATE LIMITED | CLP WIND FARMS (INDIA) PRIVATE LIMITED | 2014-03-31 | JATH-G9X
100261178 | CLPJT20 | J97/1-227(167) | WF-IN-013-1075-Y0-A-057 | WSG155101.01 | P_SP00_17 |  | Cantarey | Glass Fibre -LM | STD+ | 90.2 |  | JATH-G9X | North & west | CLP WIND FARMS (INDIA) PRIVATE LIMITED | CLP WIND FARMS (INDIA) PRIVATE LIMITED | 2014-03-31 | JATH-G9X
100261175 | CLPJT11 | J97/1-164(138) | WF-IN-013-1075-Y0-A-058 | WSG162600.01 | P_SP00_17 |  | Cantarey | Glass Fibre -LM | STD+ | 90.2 |  | JATH-G9X | North & west | CLP WIND FARMS (INDIA) PRIVATE LIMITED | CLP WIND FARMS (INDIA) PRIVATE LIMITED | 2014-03-31 | JATH-G9X
100261166 | CLPJT19 | J97/1-166(210) | WF-IN-013-1075-Y0-A-059 | WSG155101.01 | P_SP00_17 |  | ABB Type Av2 | Glass Fibre -LM | STD+ | 90.2 |  | JATH-G9X | North & west | CLP WIND FARMS (INDIA) PRIVATE LIMITED | CLP WIND FARMS (INDIA) PRIVATE LIMITED | 2014-03-31 | JATH-G9X
100261289 | CLPJT10 | J97/1-231(88,86) | WF-IN-013-1075-Y0-A-060 | WSG162600.01 | P_SP00_17 |  | Cantarey | Glass Fibre -LM | STD+ | 90.2 |  | JATH-G9X | North & west | CLP WIND FARMS (INDIA) PRIVATE LIMITED | CLP WIND FARMS (INDIA) PRIVATE LIMITED | 2014-03-31 | JATH-G9X
100261247 | CLPJT21 | J97/1-197(146) | WF-IN-013-1075-Y0-A-061 | WSG155101.01 | P_SP00_17 |  | ABB Type Av2 | Glass Fibre -LM | STD+ | 90.2 |  | JATH-G9X | North & west | CLP WIND FARMS (INDIA) PRIVATE LIMITED | CLP WIND FARMS (INDIA) PRIVATE LIMITED | 2014-03-31 | JATH-G9X
100261287 | CLPJT17 | J97/1-228(384) | WF-IN-013-1075-Y0-A-062 | WSG162600.01 | P_SP00_17 |  | Cantarey | Glass Fibre -LM | STD+ | 90.2 |  | JATH-G9X | North & west | CLP WIND FARMS (INDIA) PRIVATE LIMITED | CLP WIND FARMS (INDIA) PRIVATE LIMITED | 2014-03-31 | JATH-G9X
100261290 | CLPJT06 | J97/2-16(173) | WF-IN-013-1075-Y0-A-063 | WSG155101.01 | P_SP00_17 |  | ABB Type Av2 | Glass Fibre -LM | STD+ | 90.2 |  | JATH-G9X | North & west | CLP WIND FARMS (INDIA) PRIVATE LIMITED | CLP WIND FARMS (INDIA) PRIVATE LIMITED | 2014-03-31 | JATH-G9X
100261284 | CLPJT09 | J97/2-41(218) | WF-IN-013-1075-Y0-A-064 | WSG155101.01 | P_SP00_17 |  | Cantarey | Glass Fibre -LM | STD+ | 90.2 |  | JATH-G9X | North & west | CLP WIND FARMS (INDIA) PRIVATE LIMITED | CLP WIND FARMS (INDIA) PRIVATE LIMITED | 2014-03-31 | JATH-G9X
100261286 | CLPJT24 | J97/1-185(68) | WF-IN-013-1075-Y0-A-065 | WSG162600.01 | P_SP00_17 |  | Cantarey | Glass Fibre -LM | STD+ | 90.2 |  | JATH-G9X | North & west | CLP WIND FARMS (INDIA) PRIVATE LIMITED | CLP WIND FARMS (INDIA) PRIVATE LIMITED | 2014-03-31 | JATH-G9X
100261212 | CLPJT08 | J97/2-42(218) | WF-IN-013-1075-Y0-A-066 | WSG162600.01 | P_SP00_17 |  | Cantarey | Glass Fibre -LM | STD+ | 90.2 |  | JATH-G9X | North & west | CLP WIND FARMS (INDIA) PRIVATE LIMITED | CLP WIND FARMS (INDIA) PRIVATE LIMITED | 2014-03-31 | JATH-G9X
100261200 | CLPJT18 | J97/1-226(96) | WF-IN-013-1075-Y0-A-067 | WSG162600.01 | P_SP00_17 |  | ABB Type Av2 | Glass Fibre -LM | STD+ | 90.2 |  | JATH-G9X | North & west | CLP WIND FARMS (INDIA) PRIVATE LIMITED | CLP WIND FARMS (INDIA) PRIVATE LIMITED | 2014-03-31 | JATH-G9X
100261223 | CLPJT27 | J97/1-163(253,256) | WF-IN-013-1075-Y0-A-068 | WSG155101.01 | P_SP00_17 |  | ABB Type Av2 | Glass Fibre -LM | STD+ | 90.2 |  | JATH-G9X | North & west | CLP WIND FARMS (INDIA) PRIVATE LIMITED | CLP WIND FARMS (INDIA) PRIVATE LIMITED | 2014-03-31 | JATH-G9X
100261257 | CLPJT28 | J97/1-173(239) | WF-IN-013-1075-Y0-A-069 | WSG155101.01 | P_SP00_17 |  | ABB Type Av2 | Glass Fibre -LM | STD+ | 90.2 |  | JATH-G9X | North & west | CLP WIND FARMS (INDIA) PRIVATE LIMITED | CLP WIND FARMS (INDIA) PRIVATE LIMITED | 2014-03-31 | JATH-G9X
100261255 | CLPJT29 | J97/1-239(343) | WF-IN-013-1075-Y0-A-070 | WSG155101.01 | P_SP00_17 |  | ABB Type Av2 | Glass Fibre -LM | STD+ | 90.2 |  | JATH-G9X | North & west | CLP WIND FARMS (INDIA) PRIVATE LIMITED | CLP WIND FARMS (INDIA) PRIVATE LIMITED | 2014-03-31 | JATH-G9X
100261198 | CLPJT26 | J97/1-248(147) | WF-IN-013-1075-Y0-A-071 | WSG162600.01 | P_SP00_17 |  | ABB Type Av2 | Glass Fibre -LM | STD+ | 90.2 |  | JATH-G9X | North & west | CLP WIND FARMS (INDIA) PRIVATE LIMITED | CLP WIND FARMS (INDIA) PRIVATE LIMITED | 2014-03-31 | JATH-G9X
100261165 | CLPJT25 | J97/2-145(24) | WF-IN-013-1075-Y0-A-072 | WSG155101.01 | P_SP00_17 |  | Cantarey | Glass Fibre -LM | STD+ | 90.2 |  | JATH-G9X | North & west | CLP WIND FARMS (INDIA) PRIVATE LIMITED | CLP WIND FARMS (INDIA) PRIVATE LIMITED | 2014-03-31 | JATH-G9X
100261177 | CLPJT22 | J97/2-128(49) | WF-IN-013-1075-Y0-A-073 | WSG162600.01 | P_SP00_17 |  | Cantarey | Glass Fibre -LM | STD+ | 90.2 |  | JATH-G9X | North & west | CLP WIND FARMS (INDIA) PRIVATE LIMITED | CLP WIND FARMS (INDIA) PRIVATE LIMITED | 2014-03-31 | JATH-G9X
100261180 | CLPJT30 | J97/2-161(48) | WF-IN-013-1075-Y0-A-074 | WSG162600.01 | P_SP00_17 |  | Cantarey | Glass Fibre -LM | STD+ | 90.2 |  | JATH-G9X | North & west | CLP WIND FARMS (INDIA) PRIVATE LIMITED | CLP WIND FARMS (INDIA) PRIVATE LIMITED | 2014-03-31 | JATH-G9X
100261197 | CLPJT13 | J97/1-147(120) | WF-IN-013-1075-Y0-A-075 | WSG162600.01 | P_SP00_17 |  | Cantarey | Glass Fibre -LM | STD+ | 90.2 |  | JATH-G9X | North & west | CLP WIND FARMS (INDIA) PRIVATE LIMITED | CLP WIND FARMS (INDIA) PRIVATE LIMITED | 2014-03-31 | JATH-G9X
100261333 | P034 | G34 | WF-IN-013-1249-Y0-A-014 | WSG162600.01 | P_SP00_16 |  | ABB Type Av2 | Glass Fibre -LM | STD+ | 90.2 |  | Mirkala-G9X (Panama) | North & west | PANAMA WIND ENERGY GODAWARI PRIVATE LIMITED | PANAMA WIND ENERGY GODAWARI PRIVATE LIMITED | 2014-04-11 | Jath-G9X
100261338 | P037 | G37 | WF-IN-013-1249-Y0-A-017 | WSG162600.01 | P_SP00_16 |  | Cantarey | Glass Fibre -LM | STD+ | 90.2 |  | Mirkala-G9X (Panama) | North & west | PANAMA WIND ENERGY GODAWARI PRIVATE LIMITED | PANAMA WIND ENERGY GODAWARI PRIVATE LIMITED | 2014-04-06 | Jath-G9X
100261334 | P033 | G33 | WF-IN-013-1249-Y0-A-013 | WSG162600.01 | P_SP00_16 |  | ABB Type Av2 | Glass Fibre -LM | STD+ | 90.2 |  | Mirkala-G9X (Panama) | North & west | PANAMA WIND ENERGY GODAWARI PRIVATE LIMITED | PANAMA WIND ENERGY GODAWARI PRIVATE LIMITED | 2014-04-10 | Jath-G9X
100261372 | P035 | G35 | WF-IN-013-1249-Y0-A-015 | WSG162600.01 | P_SP00_16 |  | ABB Type Av2 | Glass Fibre -LM | STD+ | 90.2 |  | Mirkala-G9X (Panama) | North & west | PANAMA WIND ENERGY GODAWARI PRIVATE LIMITED | PANAMA WIND ENERGY GODAWARI PRIVATE LIMITED | 2014-04-09 | Jath-G9X
100261336 | P040 | G40 | WF-IN-013-1249-Y0-A-020 | WSG162600.01 | P_SP00_16 |  | Cantarey | Glass Fibre -LM | STD+ | 90.2 |  | Mirkala-G9X (Panama) | North & west | PANAMA WIND ENERGY GODAWARI PRIVATE LIMITED | PANAMA WIND ENERGY GODAWARI PRIVATE LIMITED | 2014-04-05 | Jath-G9X
100261371 | P036 | G36 | WF-IN-013-1249-Y0-A-016 | WSG162600.01 | P_SP00_16 |  | ABB Type Av2 | Glass Fibre -LM | STD+ | 90.2 |  | Mirkala-G9X (Panama) | North & west | PANAMA WIND ENERGY GODAWARI PRIVATE LIMITED | PANAMA WIND ENERGY GODAWARI PRIVATE LIMITED | 2014-04-09 | Jath-G9X
100261337 | P029 | G29 | WF-IN-013-1249-Y0-A-009 | WSG162600.01 | P_SP00_16 |  | Cantarey | Glass Fibre -LM | STD+ | 90.2 |  | Mirkala-G9X (Panama) | North & west | PANAMA WIND ENERGY GODAWARI PRIVATE LIMITED | PANAMA WIND ENERGY GODAWARI PRIVATE LIMITED | 2014-04-29 | Jath-G9X
100261374 | P039 | G39 | WF-IN-013-1249-Y0-A-019 | WSG162600.01 | P_SP00_16 |  | ABB Type Av2 | Glass Fibre -LM | STD+ | 90.2 |  | Mirkala-G9X (Panama) | North & west | PANAMA WIND ENERGY GODAWARI PRIVATE LIMITED | PANAMA WIND ENERGY GODAWARI PRIVATE LIMITED | 2014-04-06 | Jath-G9X
100261341 | P031 | G31 | WF-IN-013-1249-Y0-A-011 | WSG162600.01 | P_SP00_16 |  | Cantarey | Glass Fibre -LM | STD+ | 90.2 |  | Mirkala-G9X (Panama) | North & west | PANAMA WIND ENERGY GODAWARI PRIVATE LIMITED | PANAMA WIND ENERGY GODAWARI PRIVATE LIMITED | 2014-04-04 | Jath-G9X
100261366 | P025 | G25 | WF-IN-013-1249-Y0-A-006 | WSG162600.01 | P_SP00_16 |  | ABB Type Av2 | Glass Fibre -LM | STD+ | 90.2 |  | Mirkala-G9X (Panama) | North & west | PANAMA WIND ENERGY GODAWARI PRIVATE LIMITED | PANAMA WIND ENERGY GODAWARI PRIVATE LIMITED | 2014-04-08 | Jath-G9X
100261340 | P030 | G30 | WF-IN-013-1249-Y0-A-010 | WSG162600.01 | P_SP00_16 |  | Cantarey | Glass Fibre -LM | STD+ | 90.2 |  | Mirkala-G9X (Panama) | North & west | PANAMA WIND ENERGY GODAWARI PRIVATE LIMITED | PANAMA WIND ENERGY GODAWARI PRIVATE LIMITED | 2014-04-04 | Jath-G9X
100261368 | P024 | G24 | WF-IN-013-1249-Y0-A-005 | WSG162600.01 | P_SP00_16 |  | ABB Type Av2 | Glass Fibre -LM | STD+ | 90.2 |  | Mirkala-G9X (Panama) | North & west | PANAMA WIND ENERGY GODAWARI PRIVATE LIMITED | PANAMA WIND ENERGY GODAWARI PRIVATE LIMITED | 2014-04-02 | Jath-G9X
100261410 | P021 | G21 | WF-IN-013-1249-Y0-A-003 | WSG162601.01 | P_SP00_16 |  | Cantarey | Glass Fibre -LM | STD+ | 90.2 |  | Mirkala-G9X (Panama) | North & west | PANAMA WIND ENERGY GODAWARI PRIVATE LIMITED | PANAMA WIND ENERGY GODAWARI PRIVATE LIMITED | 2014-08-19 | Jath-G9X
100261399 | P022 | G22 | WF-IN-013-1249-Y0-A-004 | WSG162600.01 | P_SP00_16 |  | ABB Type Av2 | Glass Fibre -LM | STD+ | 90.2 |  | Mirkala-G9X (Panama) | North & west | PANAMA WIND ENERGY GODAWARI PRIVATE LIMITED | PANAMA WIND ENERGY GODAWARI PRIVATE LIMITED | 2014-08-19 | Jath-G9X
100261392 | P023 | G23 | WF-IN-013-1249-Y0-A-034 | WSG162600.01 | P_SP00_16 |  | ABB Type Av2 | Infusion (i) - Gamesa | STD+ | 90.2 |  | Mirkala-G9X (Panama) | North & west | PANAMA WIND ENERGY GODAWARI PRIVATE LIMITED | PANAMA WIND ENERGY GODAWARI PRIVATE LIMITED | 2014-08-19 | Jath-G9X
100261396 | P005 | G05 | WF-IN-013-1249-Y0-A-025 | WSG162600.01 | P_SP00_16 |  | ABB Type Av2 | Infusion (i) - Gamesa | STD+ | 90.2 |  | Mirkala-G9X (Panama) | North & west | PANAMA WIND ENERGY GODAWARI PRIVATE LIMITED | PANAMA WIND ENERGY GODAWARI PRIVATE LIMITED | 2014-08-19 | Jath-G9X
100261369 | P032 | G32 | WF-IN-013-1249-Y0-A-012 | WSG162600.01 | P_SP00_16 |  | ABB Type Av2 | Glass Fibre -LM | STD+ | 90.2 |  | Mirkala-G9X (Panama) | North & west | PANAMA WIND ENERGY GODAWARI PRIVATE LIMITED | PANAMA WIND ENERGY GODAWARI PRIVATE LIMITED | 2014-07-18 | Jath-G9X
100261339 | P028 | G28 | WF-IN-013-1249-Y0-A-008 | WSG162600.01 | P_SP00_16 |  | Cantarey | Glass Fibre -LM | STD+ | 90.2 |  | Mirkala-G9X (Panama) | North & west | PANAMA WIND ENERGY GODAWARI PRIVATE LIMITED | PANAMA WIND ENERGY GODAWARI PRIVATE LIMITED | 2014-07-18 | Jath-G9X
100261367 | P027 | G27 | WF-IN-013-1249-Y0-A-007 | WSG162600.01 | P_SP00_16 |  | ABB Type Av2 | Glass Fibre -LM | STD+ | 90.2 |  | Mirkala-G9X (Panama) | North & west | PANAMA WIND ENERGY GODAWARI PRIVATE LIMITED | PANAMA WIND ENERGY GODAWARI PRIVATE LIMITED | 2014-07-18 | Jath-G9X
100261403 | P038 | G38 | WF-IN-013-1249-Y0-A-018 | WSG162600.01 | P_SP00_16 |  | ABB Type Av2 | Glass Fibre -LM | STD+ | 90.2 |  | Mirkala-G9X (Panama) | North & west | PANAMA WIND ENERGY GODAWARI PRIVATE LIMITED | PANAMA WIND ENERGY GODAWARI PRIVATE LIMITED | 2014-07-18 | Jath-G9X
100261404 | P026 | G26 | WF-IN-013-1249-Y0-A-035 | WSG162600.01 | P_SP00_16 |  | ABB Type Av2 | Infusion (i) - Gamesa | STD+ | 90.2 |  | Mirkala-G9X (Panama) | North & west | PANAMA WIND ENERGY GODAWARI PRIVATE LIMITED | PANAMA WIND ENERGY GODAWARI PRIVATE LIMITED | 2014-07-18 | Jath-G9X
100261409 | P014 | G14 | WF-IN-013-1249-Y0-A-001 | WSG162601.01 | P_SP00_16 |  | Cantarey | Glass Fibre -LM | STD+ | 90.2 |  | Mirkala-G9X (Panama) | North & west | PANAMA WIND ENERGY GODAWARI PRIVATE LIMITED | PANAMA WIND ENERGY GODAWARI PRIVATE LIMITED | 2014-08-26 | Jath-G9X
100261393 | P015 | G15 | WF-IN-013-1249-Y0-A-002 | WSG162601.01 | P_SP00_16 |  | ABB Type Av2 | Glass Fibre -LM | STD+ | 90.2 |  | Mirkala-G9X (Panama) | North & west | PANAMA WIND ENERGY GODAWARI PRIVATE LIMITED | PANAMA WIND ENERGY GODAWARI PRIVATE LIMITED | 2014-08-26 | Jath-G9X
100261394 | P017 | G17 | WF-IN-013-1249-Y0-A-037 | WSG162601.01 | P_SP00_16 |  | ABB Type Av2 | Infusion (i) - Gamesa | STD+ | 90.2 |  | Mirkala-G9X (Panama) | North & west | PANAMA WIND ENERGY GODAWARI PRIVATE LIMITED | PANAMA WIND ENERGY GODAWARI PRIVATE LIMITED | 2014-08-26 | Jath-G9X
100261370 | P012 | G12 | 0 | WSG162601.01 | P_SP00_16 |  | ABB Type Av2 | Glass Fibre -LM | STD+ | 90.2 |  | Mirkala-G9X (Panama) | North & west | PANAMA WIND ENERGY GODAWARI PRIVATE LIMITED | PANAMA WIND ENERGY GODAWARI PRIVATE LIMITED | 2014-09-02 | Jath-G9X
100261219 | P013 | G13 | 0 | WSG162601.01 | P_SP00_16 |  | Cantarey | Glass Fibre -LM | STD+ | 90.2 |  | Mirkala-G9X (Panama) | North & west | PANAMA WIND ENERGY GODAWARI PRIVATE LIMITED | PANAMA WIND ENERGY GODAWARI PRIVATE LIMITED | 2014-09-02 | Jath-G9X
100261402 | P016 | G16 | 0 | WSG162601.01 | P_SP00_16 |  | ABB Type Av2 | Glass Fibre -LM | STD+ | 90.2 |  | Mirkala-G9X (Panama) | North & west | PANAMA WIND ENERGY GODAWARI PRIVATE LIMITED | PANAMA WIND ENERGY GODAWARI PRIVATE LIMITED | 2014-08-28 | Jath-G9X
100261361 | P007 | G07 | 0 | WSG162601.01 | P_SP00_16 |  | Cantarey | Infusion (i) - Gamesa | STD+ | 90.2 |  | Mirkala-G9X (Panama) | North & west | PANAMA WIND ENERGY GODAWARI PRIVATE LIMITED | PANAMA WIND ENERGY GODAWARI PRIVATE LIMITED | 2014-09-19 | Jath-G9X
100261398 | P008 | G08 | 0 | WSG162601.01 | P_SP00_16 |  | ABB Type Av2 | Infusion (i) - Gamesa | STD+ | 90.2 |  | Mirkala-G9X (Panama) | North & west | PANAMA WIND ENERGY GODAWARI PRIVATE LIMITED | PANAMA WIND ENERGY GODAWARI PRIVATE LIMITED | 2014-09-22 | Jath-G9X
100261400 | P019 | G19 | 0 | WSG162601.01 | P_SP00_16 |  | ABB Type Av2 | Infusion (i) - Gamesa | STD+ | 90.2 |  | Mirkala-G9X (Panama) | North & west | PANAMA WIND ENERGY GODAWARI PRIVATE LIMITED | PANAMA WIND ENERGY GODAWARI PRIVATE LIMITED | 2014-09-26 | Jath-G9X
100261385 | P001 | G01 | 0 | WSG162600.01 | P_SP00_16 |  | Cantarey | Glass Fibre -LM | STD+ | 90.2 |  | Mirkala-G9X (Panama) | North & west | PANAMA WIND ENERGY GODAWARI PRIVATE LIMITED | PANAMA WIND ENERGY GODAWARI PRIVATE LIMITED | 2014-10-07 | Jath-G9X
100261573 | P002 | G02 | 0 | WSG162600.01 | P_SP00_16 |  | ABB Type Av2 | Infusion (i) - Gamesa | STD+ | 90.2 |  | Mirkala-G9X (Panama) | North & west | PANAMA WIND ENERGY GODAWARI PRIVATE LIMITED | PANAMA WIND ENERGY GODAWARI PRIVATE LIMITED | 2014-10-07 | Jath-G9X
100261397 | P003 | G03 | 0 | WSG162601.01 | P_SP00_16 |  | ABB Type Av2 | Glass Fibre -LM | STD+ | 90.2 |  | Mirkala-G9X (Panama) | North & west | PANAMA WIND ENERGY GODAWARI PRIVATE LIMITED | PANAMA WIND ENERGY GODAWARI PRIVATE LIMITED | 2014-10-07 | Jath-G9X
100261342 | P004 | G04 | 0 | WSG162601.01 | P_SP00_16 |  | Cantarey | Glass Fibre -LM | STD+ | 90.2 |  | Mirkala-G9X (Panama) | North & west | PANAMA WIND ENERGY GODAWARI PRIVATE LIMITED | PANAMA WIND ENERGY GODAWARI PRIVATE LIMITED | 2014-10-07 | Jath-G9X
100261216 | P006 | G06 | 0 | WSG162601.01 | P_SP00_16 |  | Cantarey | Infusion (i) - Gamesa | STD+ | 90.2 |  | Mirkala-G9X (Panama) | North & west | PANAMA WIND ENERGY GODAWARI PRIVATE LIMITED | PANAMA WIND ENERGY GODAWARI PRIVATE LIMITED | 2014-10-07 | Jath-G9X
100261253 | P009 | G09 | 0 | WSG162601.01 | P_SP00_16 |  | ABB Type Av2 | Infusion (i) - Gamesa | STD+ | 90.2 |  | Mirkala-G9X (Panama) | North & west | PANAMA WIND ENERGY GODAWARI PRIVATE LIMITED | PANAMA WIND ENERGY GODAWARI PRIVATE LIMITED | 2014-10-07 | Jath-G9X
100261401 | P010 | G10 | 0 | WSG162601.01 | P_SP00_16 |  | ABB Type Av2 | Infusion (i) - Gamesa | STD+ | 90.2 |  | Mirkala-G9X (Panama) | North & west | PANAMA WIND ENERGY GODAWARI PRIVATE LIMITED | PANAMA WIND ENERGY GODAWARI PRIVATE LIMITED | 2014-10-07 | Jath-G9X
100261173 | P011 | G11 | 0 | WSG162601.01 | P_SP00_16 |  | ABB Type Av2 | Infusion (i) - Gamesa | STD+ | 90.3 |  | Mirkala-G9X (Panama) | North & west | PANAMA WIND ENERGY GODAWARI PRIVATE LIMITED | PANAMA WIND ENERGY GODAWARI PRIVATE LIMITED | 2014-10-07 | Jath-G9X
100261254 | P018 | G18 | 0 | WSG162601.01 | P_SP00_16 |  | ABB Type Av2 | Infusion (i) - Gamesa | STD+ | 90.2 |  | Mirkala-G9X (Panama) | North & west | PANAMA WIND ENERGY GODAWARI PRIVATE LIMITED | PANAMA WIND ENERGY GODAWARI PRIVATE LIMITED | 2014-10-07 | Jath-G9X
100261395 | P020 | G20 | 0 | WSG162601.01 | P_SP00_16 |  | ABB Type Av2 | Infusion (i) - Gamesa | STD+ | 90.2 |  | Mirkala-G9X (Panama) | North & west | PANAMA WIND ENERGY GODAWARI PRIVATE LIMITED | PANAMA WIND ENERGY GODAWARI PRIVATE LIMITED | 2014-10-07 | Jath-G9X
100261446 | G9701 | GK01 | Gujarat | WSG155101.01 | P_SP00_16 |  | Cantarey | Glass Fibre -LM | HTK | 90.2 |  | MOTAGUNDA | North & west | CERA SANITARYWARE LTD | CERA SANITARYWARE LTD | 2015-01-02 | MOTAGUNDA
100261459 | G9702 | GK02 | Gujarat | WSG155101.01 | P_SP00_16 |  | ABB Type Av2 | Glass Fibre -LM | HTK | 90.2 |  | MOTAGUNDA | North & west | CERA SANITARYWARE LTD | CERA SANITARYWARE LTD | 2015-01-02 | MOTAGUNDA
100261354 | EN06 | J97/2-164(6) | 0 | WSG162600.01 | P_SP00_17 |  | ABB Type Av2 | Glass Fibre -LM | STD+ | 90.2 |  | JATH-G9X | North & west | ENERGON POWER RESOURCES PRIVATE LTD | ENERGON POWER RESOURCES PRIVATE LTD | 2015-02-07 | JATH-G9X
100261353 | EN361 | J97/1-233(361) | 0 | WSG162600.01 | P_SP00_17 |  | ABB Type Av2 | Glass Fibre -LM | STD+ | 90.2 |  | JATH-G9X | North & west | ENERGON POWER RESOURCES PRIVATE LTD | ENERGON POWER RESOURCES PRIVATE LTD | 2015-02-20 | JATH-G9X
100261348 | #N/A | J97/1-268(21) | 0 | WSG162600.01 | P_SP00_17 |  | ABB Type Av2 | Glass Fibre -LM | STD+ | 90.2 |  | JATH-G9X | North & west | ENERGON POWER RESOURCES PRIVATE LTD | ENERGON POWER RESOURCES PRIVATE LTD | 2015-02-19 | JATH-G9X
100261346 | #N/A | J97/1-272(17) | 0 | WSG162600.01 | P_SP00_17 |  | ABB Type Av2 | Glass Fibre -LM | STD+ | 90.2 |  | JATH-G9X | North & west | ENERGON POWER RESOURCES PRIVATE LTD | ENERGON POWER RESOURCES PRIVATE LTD | 2015-02-19 | JATH-G9X
100261349 | #N/A | J97/2-5 (46) | 0 | WSG162600.01 | P_SP00_17 |  | ABB Type Av2 | Glass Fibre -LM | STD+ | 90.2 |  | JATH-G9X | North & west | ENERGON POWER RESOURCES PRIVATE LTD | ENERGON POWER RESOURCES PRIVATE LTD | 2015-02-07 | JATH-G9X
100261343 | #N/A | J97/1-242(110) | 0 | WSG162600.01 | P_SP00_17 |  | Cantarey | Glass Fibre -LM | STD+ | 90.2 |  | JATH-G9X | North & west | ENERGON POWER RESOURCES PRIVATE LTD | ENERGON POWER RESOURCES PRIVATE LTD | 2015-02-05 | JATH-G9X
100261355 | EN103 | J97/1-261(103) | 0 | WSG162600.01 | P_SP00_17 |  | Cantarey | Glass Fibre -LM | STD+ | 90.2 |  | JATH-G9X | North & west | ENERGON POWER RESOURCES PRIVATE LTD | ENERGON POWER RESOURCES PRIVATE LTD | 2015-02-18 | JATH-G9X
100261345 | #N/A | J97/2-166(25) | 0 | WSG162600.01 | P_SP00_17 |  | ABB Type Av2 | Glass Fibre -LM | STD+ | 90.2 |  | JATH-G9X | North & west | ENERGON POWER RESOURCES PRIVATE LTD | ENERGON POWER RESOURCES PRIVATE LTD | 2015-02-19 | JATH-G9X
100261347 | #N/A | J97/1-275(59) | 0 | WSG162600.01 | P_SP00_17 |  | ABB Type Av2 | Glass Fibre -LM | STD+ | 90.2 |  | JATH-G9X | North & west | ENERGON POWER RESOURCES PRIVATE LTD | ENERGON POWER RESOURCES PRIVATE LTD | 2015-02-07 | JATH-G9X
100261350 | #N/A | J97/2-165(11/12) | 0 | WSG162600.01 | P_SP00_17 |  | ABB Type Av2 | Glass Fibre -LM | STD+ | 90.2 |  | JATH-G9X | North & west | ENERGON POWER RESOURCES PRIVATE LTD | ENERGON POWER RESOURCES PRIVATE LTD | 2015-02-07 | JATH-G9X
100261668 | #N/A | GA9X90 | WF-IN-006-1491-YO-A-001-MDN | WSG155101.01 | P_SP00_16 |  | ABB Type C | Infusion (i) - Gamesa | HTK | 90.2 |  | PATAN-G9X | North & west | OIL INDIA LIMITED | OIL INDIA LIMITED | 2015-03-26 | PATAN-G9X
100261675 | #N/A | GA9X91 | WF-IN-006-1491-YO-A-002-MDN | WSG162600.01 | P_SP00_16 |  | ABB Type C | Infusion (i) - Gamesa | HTK | 90.2 |  | PATAN-G9X | North & west | OIL INDIA LIMITED | OIL INDIA LIMITED | 2015-03-26 | PATAN-G9X
100261673 | #N/A | GA9X92 | WF-IN-006-1491-YO-A-003-MDN | WSG155101.01 | P_SP00_16 |  | ABB Type C | Infusion (i) - Gamesa | HTK | 90.2 |  | PATAN-G9X | North & west | OIL INDIA LIMITED | OIL INDIA LIMITED | 2015-03-26 | PATAN-G9X
100261711 | #N/A | GA9X100 | WF-IN-006-1491-YO-A-007-MDN | WSG155101.01 | P_SP00_16 |  | ABB Type C | Infusion (i) - Gamesa | HTK | 90.2 |  | PATAN-G9X | North & west | OIL INDIA LIMITED | OIL INDIA LIMITED | 2015-03-26 | PATAN-G9X
100261669 | #N/A | GA9X101 | WF-IN-006-1491-YO-A-004-MDN | WSG155101.01 | P_SP00_16 |  | ABB Type C | Infusion (i) - Gamesa | HTK | 90.2 |  | PATAN-G9X | North & west | OIL INDIA LIMITED | OIL INDIA LIMITED | 2015-03-26 | PATAN-G9X
100261674 | #N/A | GA9X102 | WF-IN-006-1491-YO-A-008-MDN | WSG155101.01 | P_SP00_16 |  | ABB Type C | Infusion (i) - Gamesa | HTK | 90.2 |  | PATAN-G9X | North & west | OIL INDIA LIMITED | OIL INDIA LIMITED | 2015-03-26 | PATAN-G9X
100261712 | #N/A | GA9X108 | WF-IN-006-1491-YO-A-005 | WSG155101.01 | P_SP00_16 |  | ABB Type C | Infusion (i) - Gamesa | HTK | 90.2 |  | PATAN-G9X | North & west | OIL INDIA LIMITED | OIL INDIA LIMITED | 2015-03-26 | PATAN-G9X
100261660 | #N/A | KG05 | WF-IN-006-1491-YO-A-006-MDN | WSG155101.01 | P_SP00_16 |  | ABB Type C | Infusion (i) - Gamesa | HTK | 90.2 |  | PATAN-G9X | North & west | OIL INDIA LIMITED | OIL INDIA LIMITED | 2015-03-26 | PATAN-G9X
100261622 | G97-01 | GA05(508) | WF-IN-020-1314-Y1-A-019 | WSG162600.01 | P_SP00_16 |  | ABB Type C | Glass Fibre -LM | HTK | 90.2 |  | GUNGA-G9X | North & west | HERO FUTURE ENERGIES | CLEAN WIND POWER (DEVGARH) PVT.LTD. | 2015-03-03 | GUNGA-G9X
100261621 | G97-02 | GA01(718/537) | WF-IN-020-1314-Y1-A-018 | WSG162600.01 | P_SP00_16 |  | ABB Type C | Glass Fibre -LM | HTK | 90.2 |  | GUNGA-G9X | North & west | HERO FUTURE ENERGIES | CLEAN WIND POWER (DEVGARH) PVT.LTD. | 2015-03-21 | GUNGA-G9X
100261628 | G97-03 | GA02(720/537) | WF-IN-020-1314-Y1-A-016 | WSG162600.01 | P_SP00_16 |  | ABB Type C | Glass Fibre -LM | HTK | 90.2 |  | GUNGA-G9X | North & west | HERO FUTURE ENERGIES | CLEAN WIND POWER (DEVGARH) PVT.LTD. | 2015-03-03 | GUNGA-G9X
100261620 | G97-04 | GA03(534) | WF-IN-020-1314-Y1-A-010 | WSG152802.01 | P_SP00_16 |  | ABB Type C | Glass Fibre -LM | HTK | 90.2 |  | GUNGA-G9X | North & west | HERO FUTURE ENERGIES | CLEAN WIND POWER (DEVGARH) PVT.LTD. | 2015-03-03 | GUNGA-G9X
100261618 | G97-05 | GA06(542N) | WF-IN-020-1314-Y1-A-009 | WSG152802.01 | P_SP00_16 |  | ABB Type C | Infusion (i) - Gamesa | HTK | 90.2 |  | GUNGA-G9X | North & west | HERO FUTURE ENERGIES | CLEAN WIND POWER (DEVGARH) PVT.LTD. | 2015-03-03 | GUNGA-G9X
100261624 | G97-06 | GA04(542) | WF-IN-020-1314-Y1-A-003 | WSG162600.01 | P_SP00_16 |  | ABB Type C | Glass Fibre -LM | HTK | 90.2 |  | GUNGA-G9X | North & west | HERO FUTURE ENERGIES | CLEAN WIND POWER (DEVGARH) PVT.LTD. | 2015-03-03 | GUNGA-G9X
100261655 | G97-07 | GS05(598) | WF-IN-020-1314-Y1-A-014 | WSG162600.01 | P_SP00_16 |  | ABB Type C | Glass Fibre -LM | HTK | 90.2 |  | GUNGA-G9X | North & west | HERO FUTURE ENERGIES | CLEAN WIND POWER (DEVGARH) PVT.LTD. | 2015-03-18 | GUNGA-G9X
100261614 | G97-08 | GS06(586) | WF-IN-020-1314-Y1-A-008 | WSG152802.01 | P_SP00_16 |  | ABB Type C | Glass Fibre -LM | HTK | 90.2 |  | GUNGA-G9X | North & west | HERO FUTURE ENERGIES | CLEAN WIND POWER (DEVGARH) PVT.LTD. | 2015-03-18 | GUNGA-G9X
100261657 | G97-09 | GS07(393) | WF-IN-020-1314-Y1-A-012 | WSG152802.01 | P_SP00_16 |  | ABB Type C | Glass Fibre -LM | HTK | 90.2 |  | GUNGA-G9X | North & west | HERO FUTURE ENERGIES | CLEAN WIND POWER (DEVGARH) PVT.LTD. | 2015-03-18 | GUNGA-G9X
100261617 | G97-10 | GA08(472) | WF-IN-020-1314-Y1-A-002 | WSG152802.01 | P_SP00_16 |  | ABB Type C | Infusion (i) - Gamesa | HTK | 90.2 |  | GUNGA-G9X | North & west | HERO FUTURE ENERGIES | CLEAN WIND POWER (DEVGARH) PVT.LTD. | 2015-03-18 | GUNGA-G9X
100261613 | G97-11 | GS03(170/139) | WF-IN-020-1314-Y1-A-001 | WSG152802.01 | P_SP00_16 |  | ABB Type C | Glass Fibre -LM | HTK | 90.2 |  | GUNGA-G9X | North & west | HERO FUTURE ENERGIES | CLEAN WIND POWER (DEVGARH) PVT.LTD. | 2015-03-03 | GUNGA-G9X
100261619 | G97-12 | GS02(142) | WF-IN-020-1314-Y1-A-006 | WSG152802.01 | P_SP00_16 |  | ABB Type C | Infusion (i) - Gamesa | HTK | 90.2 |  | GUNGA-G9X | North & west | HERO FUTURE ENERGIES | CLEAN WIND POWER (DEVGARH) PVT.LTD. | 2015-03-21 | GUNGA-G9X
100261626 | G97-13 | GS01(25) | WF-IN-020-1314-Y1-A-004 | WSG152802.01 | P_SP00_16 |  | ABB Type C | Infusion (i) - Gamesa | HTK | 90.2 |  | GUNGA-G9X | North & west | HERO FUTURE ENERGIES | CLEAN WIND POWER (DEVGARH) PVT.LTD. | 2015-03-03 | GUNGA-G9X
100261658 | G97-14 | GG07(129) | WF-IN-020-1314-Y1-A-013 | WSG152802.01 | P_SP00_16 |  | ABB Type C | Glass Fibre -LM | HTK | 90.2 |  | GUNGA-G9X | North & west | HERO FUTURE ENERGIES | CLEAN WIND POWER (DEVGARH) PVT.LTD. | 2015-03-18 | GUNGA-G9X
100261627 | G97-15 | GG08(132) | WF-IN-020-1314-Y1-A-011 | WSG152802.01 | P_SP00_16 |  | ABB Type C | Glass Fibre -LM | HTK | 90.2 |  | GUNGA-G9X | North & west | HERO FUTURE ENERGIES | CLEAN WIND POWER (DEVGARH) PVT.LTD. | 2015-03-03 | GUNGA-G9X
100261616 | G97-16 | GG01(428) | WF-IN-020-1314-Y1-A-005 | WSG152802.01 | P_SP00_16 |  | ABB Type C | Infusion (i) - Gamesa | HTK | 90.2 |  | GUNGA-G9X | North & west | HERO FUTURE ENERGIES | CLEAN WIND POWER (DEVGARH) PVT.LTD. | 2015-03-03 | GUNGA-G9X
100261625 | G97-17 | GG06(431) | WF-IN-020-1314-Y1-A-007 | WSG152802.01 | P_SP00_16 |  | ABB Type C | Infusion (i) - Gamesa | HTK | 90.2 |  | GUNGA-G9X | North & west | HERO FUTURE ENERGIES | CLEAN WIND POWER (DEVGARH) PVT.LTD. | 2015-03-03 | GUNGA-G9X
100261623 | G97-18 | GG02(425) | WF-IN-020-1314-Y1-A-020 | WSG152802.01 | P_SP00_16 |  | ABB Type C | Infusion (i) - Gamesa | HTK | 90.2 |  | GUNGA-G9X | North & west | HERO FUTURE ENERGIES | CLEAN WIND POWER (DEVGARH) PVT.LTD. | 2015-03-03 | GUNGA-G9X
100261656 | G97-19 | GG03(224) | WF-IN-020-1314-Y1-A-017 | WSG152802.01 | P_SP00_16 |  | ABB Type C | Glass Fibre -LM | HTK | 90.2 |  | GUNGA-G9X | North & west | HERO FUTURE ENERGIES | CLEAN WIND POWER (DEVGARH) PVT.LTD. | 2015-03-03 | GUNGA-G9X
100261654 | G97-20 | GG04(225) | WF-IN-020-1314-Y1-A-015 | WSG152802.01 | P_SP00_16 |  | ABB Type C | Infusion (i) - Gamesa | HTK | 90.2 |  | GUNGA-G9X | North & west | HERO FUTURE ENERGIES | CLEAN WIND POWER (DEVGARH) PVT.LTD. | 2015-03-18 | GUNGA-G9X
100261595 | #N/A | J97/1258(324) | WF-IN-013-1075-Y0-A-087-MDN | WSG162600.01 | P_SP00_17 |  | Cantarey | Glass Fibre -LM | STD+ | 90.2 |  | JATH-G9X | North & west | Energon Power Resources Private Ltd | Energon Power Resources Private Ltd | 2015-03-29 | JATH-G9X
100261599 | #N/A | J97/2175(33) | WF-IN-013-1075-Y0-A-086-MDN | WSG162600.01 | P_SP00_17 |  | ABB Type C | Glass Fibre -LM | STD+ | 90.2 |  | JATH-G9X | North & west | Energon Power Resources Private Ltd | Energon Power Resources Private Ltd | 2015-03-29 | JATH-G9X
100261352 | #N/A | J97/1234(54) | WF-IN-013-1075-Y0-A-089-MDN | WSG162600.01 | P_SP00_17 |  | ABB Type Av2 | Glass Fibre -LM | STD+ | 90.2 |  | JATH-G9X | North & west | Energon Power Resources Private Ltd | Energon Power Resources Private Ltd | 2015-03-29 | JATH-G9X
100261587 | #N/A | J97/259(92) | WF-IN-013-1075-Y0-A-088-MDN | WSG162600.01 | P_SP00_17 |  | ABB Type C | Glass Fibre -LM | STD+ | 90.2 |  | JATH-G9X | North & west | Energon Power Resources Private Ltd | Energon Power Resources Private Ltd | 2015-03-29 | JATH-G9X
100261351 | #N/A | J97/2201(2) | WF-IN-013-1075-Y0-A-090 | WSG162600.01 | P_SP00_17 |  | ABB Type Av2 | Glass Fibre -LM | STD+ | 90.2 |  | JATH-G9X | North & west | Energon Power Resources Private Ltd | Energon Power Resources Private Ltd | 2015-03-29 | JATH-G9X
100261501 | G97-15N | GCH15N | WF-IN-012-1487-Y0-A-016 | WSG162600.01 | P_SP00_16 |  | Cantarey | Infusion (i) - Gamesa | STD+ | 90.2 |  | CHANDGARH-G9X | North & west | OIL INDIA LIMITED | OIL INDIA LIMITED | 2015-03-31 | CHANDGARH_G9X
100261502 | G97-31N | GCH31N | WF-IN-012-1487-Y0-A-017 | WSG162600.01 | P_SP00_16 |  | ABB Type Av2 | Infusion (i) - Gamesa | STD+ | 90.2 |  | CHANDGARH-G9X | North & west | OIL INDIA LIMITED | OIL INDIA LIMITED | 2015-03-31 | CHANDGARH_G9X
100261509 | G97-33 | GCH33N | WF-IN-012-1487-Y0-A-002 | WSG162600.01 | P_SP00_16 |  | Cantarey | Infusion (i) - Gamesa | STD+ | 90.2 |  | CHANDGARH-G9X | North & west | OIL INDIA LIMITED | OIL INDIA LIMITED | 2015-03-31 | CHANDGARH_G9X
100261495 | G97-42N | GCH42N | WF-IN-012-1487-Y0-A-003 | WSG162600.01 | P_SP00_16 |  | ABB Type Av2 | Glass Fibre -LM | STD+ | 90.2 |  | CHANDGARH-G9X | North & west | OIL INDIA LIMITED | OIL INDIA LIMITED | 2015-03-31 | CHANDGARH_G9X
100261516 | G97-50 | GCH50N | WF-IN-012-1487-Y0-A-005 | WSG162600.01 | P_SP00_16 |  | ABB Type Av2 | Glass Fibre -LM | STD+ | 90.2 |  | CHANDGARH-G9X | North & west | OIL INDIA LIMITED | OIL INDIA LIMITED | 2015-03-31 | CHANDGARH_G9X
100261545 | G97-51 | GCH51N | WF-IN-012-1487-Y0-A-001 | WSG162600.01 | P_SP00_16 |  | ABB Type Av2 | Infusion (i) - Gamesa | STD+ | 90.2 |  | CHANDGARH-G9X | North & west | OIL INDIA LIMITED | OIL INDIA LIMITED | 2015-03-31 | CHANDGARH_G9X
100261510 | G97-53 | GCH53N | WF-IN-012-1487-Y0-A-004 | WSG162600.01 | P_SP00_16 |  | Cantarey | Glass Fibre -LM | STD+ | 90.2 |  | CHANDGARH-G9X | North & west | OIL INDIA LIMITED | OIL INDIA LIMITED | 2015-03-31 | CHANDGARH_G9X
100261513 | G97-54 | GCH54N | WF-IN-012-1487-Y0-A-007 | WSG162600.01 | P_SP00_16 |  | ABB Type Av2 | Glass Fibre -LM | STD+ | 90.2 |  | CHANDGARH-G9X | North & west | OIL INDIA LIMITED | OIL INDIA LIMITED | 2015-03-31 | CHANDGARH_G9X
100261523 | G97-55 | GCH55N3 | WF-IN-012-1487-Y0-A-009 | WSG162600.01 | P_SP00_16 |  | Cantarey | Glass Fibre -LM | STD+ | 90.2 |  | CHANDGARH-G9X | North & west | OIL INDIA LIMITED | OIL INDIA LIMITED | 2015-03-31 | CHANDGARH_G9X
100261512 | G97-56 | GCH56 | WF-IN-012-1487-Y0-A-006 | WSG162600.01 | P_SP00_16 |  | ABB Type Av2 | Glass Fibre -LM | STD+ | 90.2 |  | CHANDGARH-G9X | North & west | OIL INDIA LIMITED | OIL INDIA LIMITED | 2015-03-31 | CHANDGARH_G9X
100261511 | G97-62 | GCH62N | WF-IN-012-1487-Y0-A-018 | WSG162600.01 | P_SP00_16 |  | Cantarey | Infusion (i) - Gamesa | STD+ | 90.2 |  | CHANDGARH-G9X | North & west | OIL INDIA LIMITED | OIL INDIA LIMITED | 2015-03-31 | CHANDGARH_G9X
100261506 | G97-65 | GCH65N | WF-IN-012-1487-Y0-A-011 | WSG162600.01 | P_SP00_16 |  | ABB Type Av2 | Infusion (i) - Gamesa | STD+ | 90.2 |  | CHANDGARH-G9X | North & west | OIL INDIA LIMITED | OIL INDIA LIMITED | 2015-03-31 | CHANDGARH_G9X
100261487 | G97-66 | GCH66 | WF-IN-012-1487-Y0-A-015 | WSG162600.01 | P_SP00_16 |  | ABB Type Av2 | Infusion (i) - Gamesa | STD+ | 90.2 |  | CHANDGARH-G9X | North & west | OIL INDIA LIMITED | OIL INDIA LIMITED | 2015-03-31 | CHANDGARH_G9X
100261491 | G97-67N | GCH67N | WF-IN-012-1487-Y0-A-008 | WSG162600.01 | P_SP00_16 |  | ABB Type Av2 | Glass Fibre -LM | STD+ | 90.2 |  | CHANDGARH-G9X | North & west | OIL INDIA LIMITED | OIL INDIA LIMITED | 2015-03-31 | CHANDGARH_G9X
100261525 | G97-73 | GCH73N2 | WF-IN-012-1487-Y0-A-012 | WSG162600.01 | P_SP00_16 |  | Cantarey | Glass Fibre -LM | STD+ | 90.2 |  | CHANDGARH-G9X | North & west | OIL INDIA LIMITED | OIL INDIA LIMITED | 2015-03-31 | CHANDGARH_G9X
100261465 | G97-78 | GCH78 | WF-IN-012-1487-Y0-A-014 | WSG162600.01 | P_SP00_16 |  | Cantarey | Infusion (i) - Gamesa | STD+ | 90.2 |  | CHANDGARH-G9X | North & west | OIL INDIA LIMITED | OIL INDIA LIMITED | 2015-03-31 | CHANDGARH_G9X
100261695 | CLPCH19 | R01 | WF-IN-012-1496-Y0-A-001 | WSG162600.01 | P_SP00_16 |  | Cantarey | Infusion (i) - Gamesa | STD+ | 104 |  | CHANDGARH-G9X | North & west | CLP WIND FARMS (INDIA) PRIVATE LIMITED | CLP WIND FARMS (INDIA) PRIVATE LIMITED | 2015-03-31 | CHANDGARH_G9X
100261494 | G97-110 | GCH110 | WF-IN-012-1487-Y0-A-010 | WSG162600.01 | P_SP00_16 |  | ABB Type Av2 | Glass Fibre -LM | STD+ | 90.2 |  | CHANDGARH-G9X | North & west | OIL INDIA LIMITED | OIL INDIA LIMITED | 2015-03-31 | CHANDGARH_G9X
100261505 | G97-120 | GCH120 | WF-IN-012-1487-Y0-A-013 | WSG162600.01 | P_SP00_16 |  | ABB Type C | Infusion (i) - Gamesa | STD+ | 90.2 |  | CHANDGARH-G9X | North & west | OIL INDIA LIMITED | OIL INDIA LIMITED | 2015-03-31 | CHANDGARH_G9X
100261548 | G97-113 | GCH113 | WF-IN-012-1489-Y0-A-002 | WSG162600.01 | P_SP00_16 |  | Cantarey | Glass Fibre -LM | STD+ | 90.2 |  | CHANDGARH-G9X | North & west | Interocean Shipping Company Ltd | Interocean Shipping Company Ltd | 2015-03-31 | CHANDGARH_G9X
100261743 | G97-22N | R22N | WF-IN-012-1489-Y0-A-001 | WSG162600.01 | P_SP00_16 |  | ABB Type C | Infusion (i) - Gamesa | STD+ | 104 |  | CHANDGARH-G9X | North & west | Interocean Shipping Company Ltd | Interocean Shipping Company Ltd | 2015-03-31 | CHANDGARH_G9X
100261517 | G97-91 | R91 | WF-IN-012-1489-Y0-A-003 | WSG162600.01 | P_SP00_16 |  | Cantarey | Glass Fibre -LM | STD+ | 90.2 |  | CHANDGARH-G9X | North & west | Interocean Shipping Company Ltd | Interocean Shipping Company Ltd | 2015-03-31 | CHANDGARH_G9X
100261637 | G97-119 | R119 | WF-IN-012-1488-Y0-A-001 | WSG162600.01 | P_SP00_16 |  | Cantarey | Glass Fibre -LM | STD+ | 90.3 |  | CHANDGARH-G9X | North & west | Venus Textile Services | Venus Textile Services | 2015-03-31 | CHANDGARH_G9X
100261651 | G97-102 | R102 | WF-IN-012-1551-Y0-A-001 | WSG162600.01 | P_SP00_16 |  | Cantarey | Infusion (i) - Gamesa | STD+ | 90.3 |  | CHANDGARH-G9X | North & west | Neha Sharma | Neha Sharma | 2015-03-31 | CHANDGARH_G9X
100261690 | CLPCH45 | R109 | WF-IN-012-1496-Y0-A-003 | WSG162600.01 | P_SP00_16 |  | ABB Type C | Infusion (i) - Gamesa | STD+ | 104 |  | CHANDGARH-G9X | North & west | CLP WIND FARMS (INDIA) PRIVATE LIMITED | CLP WIND FARMS (INDIA) PRIVATE LIMITED | 2015-03-31 | CHANDGARH_G9X
100261686 | CLPCH09 | R89 | WF-IN-012-1496-Y0-A-004 | WSG162600.01 | P_SP00_16 |  | Cantarey | Infusion (i) - Gamesa | STD+ | 104 |  | CHANDGARH-G9X | North & west | CLP WIND FARMS (INDIA) PRIVATE LIMITED | CLP WIND FARMS (INDIA) PRIVATE LIMITED | 2015-03-31 | CHANDGARH_G9X
100261687 | CLPCH14 | R17N | WF-IN-012-1496-Y0-A-005 | WSG162600.01 | P_SP00_16 |  | Cantarey | Infusion (i) - Gamesa | STD+ | 104 |  | CHANDGARH-G9X | North & west | CLP WIND FARMS (INDIA) PRIVATE LIMITED | CLP WIND FARMS (INDIA) PRIVATE LIMITED | 2015-03-31 | CHANDGARH_G9X
100261694 | CLPCH32 | R70 | WF-IN-012-1496-Y0-A-007 | WSG162600.01 | P_SP00_16 |  | Cantarey | Infusion (i) - Gamesa | STD+ | 104 |  | CHANDGARH-G9X | North & west | CLP WIND FARMS (INDIA) PRIVATE LIMITED | CLP WIND FARMS (INDIA) PRIVATE LIMITED | 2015-03-31 | CHANDGARH_G9X
100261696 | CLPCH39 | R97 | WF-IN-012-1496-Y0-A-009 | WSG162600.01 | P_SP00_16 |  | Cantarey | Infusion (i) - Gamesa | STD+ | 104 |  | CHANDGARH-G9X | North & west | CLP WIND FARMS (INDIA) PRIVATE LIMITED | CLP WIND FARMS (INDIA) PRIVATE LIMITED | 2015-03-31 | CHANDGARH_G9X
100261706 | CLPCH49 | R115 | WF-IN-012-1496-Y0-A-010 | WSG162600.01 | P_SP00_16 |  | Cantarey | Infusion (i) - Gamesa | STD+ | 104 |  | CHANDGARH-G9X | North & west | CLP WIND FARMS (INDIA) PRIVATE LIMITED | CLP WIND FARMS (INDIA) PRIVATE LIMITED | 2015-03-31 | CHANDGARH_G9X
100261742 | CLPCH48 | R113 | WF-IN-012-1496-Y0-A-008 | WSG162600.01 | P_SP00_16 |  | ABB Type C | Infusion (i) - Gamesa | STD+ | 104 |  | CHANDGARH-G9X | North & west | CLP WIND FARMS (INDIA) PRIVATE LIMITED | CLP WIND FARMS (INDIA) PRIVATE LIMITED | 2015-03-31 | CHANDGARH_G9X
100261736 | CLPCH46 | R111 | WF-IN-012-1496-Y0-A-011 | WSG162600.01 | P_SP00_16 |  | Cantarey | Infusion (i) - Gamesa | STD+ | 104 |  | CHANDGARH-G9X | North & west | CLP WIND FARMS (INDIA) PRIVATE LIMITED | CLP WIND FARMS (INDIA) PRIVATE LIMITED | 2015-03-31 | CHANDGARH_G9X
100261697 | CLPCH47 | R112 | WF-IN-012-1496-Y0-A-012 | WSG162600.01 | P_SP00_16 |  | Cantarey | Infusion (i) - Gamesa | STD+ | 104 |  | CHANDGARH-G9X | North & west | CLP WIND FARMS (INDIA) PRIVATE LIMITED | CLP WIND FARMS (INDIA) PRIVATE LIMITED | 2015-03-31 | CHANDGARH_G9X
100261735 | CLPCH50 | R121 | WF-IN-012-1496-Y0-A-013 | WSG162600.01 | P_SP00_16 |  | Cantarey | Infusion (i) - Gamesa | STD+ | 104 |  | CHANDGARH-G9X | North & west | CLP WIND FARMS (INDIA) PRIVATE LIMITED | CLP WIND FARMS (INDIA) PRIVATE LIMITED | 2015-03-31 | CHANDGARH_G9X
100261596 | GJG01 | GJG01 | WF-IN-012-1007-Y0-A-001 | WSG162600.01 | P_SP00_16 |  | ABB Type C | Glass Fibre -LM | STD+ | 90.2 |  | Jamghodhrani | North & west | IPP | Energon | 2015-04-01 | NORTH
100261508 | GJG02 | GJG02 | WF-IN-012-1007-Y0-A-002 | WSG162600.01 | P_SP00_16 |  | ABB Type Av2 | Glass Fibre -LM | STD+ | 90.2 |  | Jamghodhrani | North & west | IPP | Energon | 2015-03-31 | NORTH
100261581 | GJG03 | GJG03 | WF-IN-012-1007-Y0-A-003 | WSG162600.01 | P_SP00_16 |  | Cantarey | Glass Fibre -LM | STD+ | 90.2 |  | Jamghodhrani | North & west | IPP | Energon | 2015-03-31 | NORTH
100261597 | GJG04 | GJG04 | WF-IN-012-1007-Y0-A-004 | WSG162600.01 | P_SP00_16 |  | ABB Type C | Glass Fibre -LM | STD+ | 90.2 |  | Jamghodhrani | North & west | IPP | Energon | 2015-04-03 | NORTH
100261529 | GJG05N1 | GJG05N1 | WF-IN-012-1007-Y0-A-005 | WSG162600.01 | P_SP00_16 |  | Cantarey | Glass Fibre -LM | STD+ | 90.2 |  | Jamghodhrani | North & west | IPP | Energon | 2015-03-31 | NORTH
100261598 | GJG06N | GJG06N | WF-IN-012-1007-Y0-A-006 | WSG162600.01 | P_SP00_16 |  | ABB Type C | Glass Fibre -LM | STD+ | 90.2 |  | Jamghodhrani | North & west | IPP | Energon | 2015-04-01 | NORTH
100261582 | GJG07 | GJG07 | WF-IN-012-1007-Y0-A-007 | WSG162600.01 | P_SP00_16 |  | Cantarey | Glass Fibre -LM | STD+ | 90.2 |  | Jamghodhrani | North & west | IPP | Energon | 2015-03-31 | NORTH
100261583 | GJG08 | GJG08 | WF-IN-012-1007-Y0-A-008 | WSG162600.01 | P_SP00_16 |  | Cantarey | Glass Fibre -LM | STD+ | 90.2 |  | Jamghodhrani | North & west | IPP | Energon | 2015-03-31 | NORTH
100261585 | GJG09 | GJG09 | WF-IN-012-1007-Y0-A-009 | WSG162600.01 | P_SP00_16 |  | ABB Type C | Glass Fibre -LM | STD+ | 90.2 |  | Jamghodhrani | North & west | IPP | Energon | 2015-04-01 | NORTH
100261507 | GJG10N | GJG10N | WF-IN-012-1007-Y0-A-010 | WSG162600.01 | P_SP00_16 |  | ABB Type Av2 | Glass Fibre -LM | STD+ | 90.2 |  | Jamghodhrani | North & west | IPP | Energon | 2015-03-31 | NORTH
100261503 | GJG11N | GJG11N | WF-IN-012-1007-Y0-A-012 | WSG162600.01 | P_SP00_16 |  | ABB Type Av2 | Glass Fibre -LM | STD+ | 90.2 |  | Jamghodhrani | North & west | IPP | Energon | 2015-04-01 | NORTH
100261586 | GJG12N | GJG12N | WF-IN-012-1007-Y0-A-013 | WSG162600.01 | P_SP00_16 |  | ABB Type C | Glass Fibre -LM | STD+ | 90.2 |  | Jamghodhrani | North & west | IPP | Energon | 2015-04-01 | NORTH
100261584 | GJG30 | GJG30 | WF-IN-012-1007-Y0-A-014 | WSG162600.01 | P_SP00_16 |  | ABB Type C | Glass Fibre -LM | STD+ | 90.2 |  | Jamghodhrani | North & west | IPP | Energon | 2015-04-04 | NORTH
100261521 | GJG15 | GJG15 | WF-IN-012-1007-Y0-A-015 | WSG162600.01 | P_SP00_16 |  | ABB Type Av2 | Infusion (i) - Gamesa | STD+ | 90.2 |  | Jamghodhrani | North & west | IPP | Energon | 2015-04-02 | NORTH
100261653 | GJG 29 | GJG 29 | WF-IN-012-1007-Y0-A-011 | WSG162600.01 | P_SP00_16 |  | Cantarey | Infusion (i) - Gamesa | STD+ | 90.2 |  | Jamghodhrani | North & west | IPP | Energon | 2015-04-02 | NORTH
100261720 | #N/A | GV-9X-015 | WF-IN-013-1348-Y0-A-001 | WSG162600.01 | P_SP00_17 |  | ABB Type Av2 | Glass Fibre -LM | STD+ | 90.2 |  | JATH-G9X | North & west | PUDHARI PUBLICATIONS PRIVATE LIMITED | PUDHARI PUBLICATIONS PRIVATE LIMITED | 2015-03-31 | JATH-G9X
100261500 | G97-80 | Gch 80N3 | WF-IN-012-1487-Y0-A-019 | WSG162600.01 | P_SP00_16 |  | ABB Type Av2 | Infusion (i) - Gamesa | STD+ | 90.2 |  | CHANDGARH-G9X | North & west | OIL INDIA LIMITED | OIL INDIA LIMITED | 2015-03-31 | CHANDGARH_G9X
100261744 | CLPCH21 | R-16N | WF-IN-012-1496-Y0-A-015 | WSG162600.01 | P_SP00_16 |  | Cantarey | Infusion (i) - Gamesa | STD+ | 104 |  | CHANDGARH_G9X | North & west | CLP WIND FARMS (INDIA) PRIVATE LIMITED | CLP WIND FARMS (INDIA) PRIVATE LIMITED | 2015-06-30 | CHANDGARH_G9X
100261739 | CLPCH23 | R-24N | WF-IN-012-1496-Y0-A-014 | WSG162600.01 | P_SP00_16 |  | ABB Type C | Infusion (i) - Gamesa | STD+ | 104 |  | CHANDGARH_G9X | North & west | CLP WIND FARMS (INDIA) PRIVATE LIMITED | CLP WIND FARMS (INDIA) PRIVATE LIMITED | 2015-06-30 | CHANDGARH_G9X
100261762 | CLPCH28 | R-54N | WF-IN-012-1496-Y0-A-017 | WSG162600.01 | P_SP00_16 |  | Cantarey | Infusion (i) - Gamesa | STD+ | 104 |  | CHANDGARH_G9X | North & west | CLP WIND FARMS (INDIA) PRIVATE LIMITED | CLP WIND FARMS (INDIA) PRIVATE LIMITED | 2015-06-30 | CHANDGARH_G9X
100261737 | CLPCH25 | R-40 | WF-IN-012-1496-Y0-A-016 | WSG162600.01 | P_SP00_16 |  | Cantarey | Infusion (i) - Gamesa | STD+ | 104 |  | CHANDGARH_G9X | North & west | CLP WIND FARMS (INDIA) PRIVATE LIMITED | CLP WIND FARMS (INDIA) PRIVATE LIMITED | 2015-06-30 | CHANDGARH_G9X
100261708 | CLPCH44 | R-108 | WF-IN-012-1496-Y0-A-021 | WSG162600.01 | P_SP00_16 |  | ABB Type Av2 | Infusion (i) - Gamesa | STD+ | 104 |  | CHANDGARH_G9X | North & west | CLP WIND FARMS (INDIA) PRIVATE LIMITED | CLP WIND FARMS (INDIA) PRIVATE LIMITED | 2015-06-30 | CHANDGARH_G9X
100261745 | CLPCH41 | R-103N | WF-IN-012-1496-Y0-A-020 | WSG162600.01 | P_SP00_16 |  | Cantarey | Infusion (i) - Gamesa | STD+ | 104 |  | CHANDGARH_G9X | North & west | CLP WIND FARMS (INDIA) PRIVATE LIMITED | CLP WIND FARMS (INDIA) PRIVATE LIMITED | 2015-06-30 | CHANDGARH_G9X
100261672 | #N/A | T 7 | WF-IN-020-1490-Y0-A-001 | WSG155101.01 | P_SP00_16 |  | ABB Type C | Glass Fibre -LM | HTK | 90.3 |  | Tanot I | North & west | Fortune Five (greenko) | TANOT WIND POWER VENTURES | 2015-06-09 | Tanot I
100261646 | #N/A | T 8 | WF-IN-020-1490-Y0-A-002 | WSG155101.01 | P_SP00_16 |  | Cantarey | Glass Fibre -LM | HTK | 90.3 |  | Tanot I | North & west | Fortune Five (greenko) | TANOT WIND POWER VENTURES | 2015-06-09 | Tanot I
100261678 | #N/A | T 9 | WF-IN-020-1490-Y0-A-003 | WSG162600.01 | P_SP00_16 |  | Cantarey | Infusion (i) - Gamesa | HTK | 90.3 |  | Tanot I | North & west | Fortune Five (greenko) | TANOT WIND POWER VENTURES | 2015-06-09 | Tanot I
100261677 | #N/A | T 3 | WF-IN-020-1490-Y0-A-004 | WSG162600.01 | P_SP00_16 |  | Cantarey | Infusion (i) - Gamesa | HTK | 90.3 |  | Tanot I | North & west | Fortune Five (greenko) | TANOT WIND POWER VENTURES | 2015-06-09 | Tanot I
100261640 | #N/A | T 1 | WF-IN-020-1490-Y0-A-005 | WSG155101.01 | P_SP00_16 |  | Cantarey | Infusion (i) - Gamesa | HTK | 90.3 |  | Tanot I | North & west | Fortune Five (greenko) | TANOT WIND POWER VENTURES | 2015-06-09 | Tanot I
100261649 | #N/A | T 2 | WF-IN-020-1490-Y0-A-006 | WSG155101.01 | P_SP00_16 |  | Cantarey | Infusion (i) - Gamesa | HTK | 90.3 |  | Tanot I | North & west | Fortune Five (greenko) | TANOT WIND POWER VENTURES | 2015-06-09 | Tanot I
100261642 | #N/A | T 5 | WF-IN-020-1490-Y0-A-007 | WSG155101.01 | P_SP00_16 |  | Cantarey | Glass Fibre -LM | HTK | 90.3 |  | Tanot I | North & west | Fortune Five (greenko) | TANOT WIND POWER VENTURES | 2015-06-09 | Tanot I
100261631 | #N/A | T 6 | WF-IN-020-1490-Y0-A-008 | WSG155101.01 | P_SP00_16 |  | ABB Type C | Glass Fibre -LM | HTK | 90.3 |  | Tanot I | North & west | Fortune Five (greenko) | TANOT WIND POWER VENTURES | 2015-06-09 | Tanot I
100261636 | #N/A | T 4 | WF-IN-020-1490-Y0-A-009 | WSG162600.01 | P_SP00_16 |  | Cantarey | Infusion (i) - Gamesa | HTK | 90.3 |  | Tanot I | North & west | Fortune Five (greenko) | TANOT WIND POWER VENTURES | 2015-06-09 | Tanot I
100261644 | #N/A | T 11 | WF-IN-020-1490-Y0-A-010 | WSG155101.01 | P_SP00_16 |  | Cantarey | Glass Fibre -LM | HTK | 90.3 |  | Tanot I | North & west | Fortune Five (greenko) | TANOT WIND POWER VENTURES | 2015-06-09 | Tanot I
100261648 | #N/A | T 28 | WF-IN-020-1490-Y0-A-011 | WSG155101.01 | P_SP00_16 |  | Cantarey | Glass Fibre -LM | HTK | 90.3 |  | Tanot I | North & west | Fortune Five (greenko) | TANOT WIND POWER VENTURES | 2015-06-09 | Tanot I
100261665 | #N/A | T 29 | WF-IN-020-1490-Y0-A-012 | WSG155101.01 | P_SP00_16 |  | ABB Type C | Infusion (i) - Gamesa | HTK | 90.3 |  | Tanot I | North & west | Fortune Five (greenko) | TANOT WIND POWER VENTURES | 2015-06-09 | Tanot I
100261638 | #N/A | T 38 | WF-IN-020-1490-Y0-A-013 | WSG155101.01 | P_SP00_16 |  | Cantarey | 0 | HTK | 90.3 |  | Tanot I | North & west | Fortune Five (greenko) | TANOT WIND POWER VENTURES | 2015-06-09 | Tanot I
100261679 | #N/A | T 39 | WF-IN-020-1490-Y0-A-014 | WSG155101.01 | P_SP00_16 |  | Cantarey | 0 | HTK | 90.3 |  | Tanot I | North & west | Fortune Five (greenko) | TANOT WIND POWER VENTURES | 2015-06-09 | Tanot I
100261683 | #N/A | T 36 | WF-IN-020-1490-Y0-A-015 | WSG155101.01 | P_SP00_16 |  | Cantarey | Glass Fibre -LM | HTK | 90.3 |  | Tanot I | North & west | Fortune Five (greenko) | TANOT WIND POWER VENTURES | 2015-06-09 | Tanot I
100261641 | #N/A | T 34 | WF-IN-020-1490-Y0-A-016 | WSG155101.01 | P_SP00_16 |  | Cantarey | Glass Fibre -LM | HTK | 90.3 |  | Tanot I | North & west | Fortune Five (greenko) | TANOT WIND POWER VENTURES | 2015-06-09 | Tanot I
100261645 | #N/A | T 37 | WF-IN-020-1490-Y0-A-017 | WSG155101.01 | P_SP00_16 |  | Cantarey | Glass Fibre -LM | HTK | 90.3 |  | Tanot I | North & west | Fortune Five (greenko) | TANOT WIND POWER VENTURES | 2015-06-09 | Tanot I
100261676 | #N/A | T 33 | WF-IN-020-1490-Y0-A-018 | WSG162600.01 | P_SP00_16 |  | Cantarey | 0 | HTK | 90.3 |  | Tanot I | North & west | Fortune Five (greenko) | TANOT WIND POWER VENTURES | 2015-06-09 | Tanot I
100261671 | #N/A | T 31 | WF-IN-020-1490-Y0-A-019 | WSG155101.01 | P_SP00_16 |  | ABB Type C | Glass Fibre -LM | HTK | 90.3 |  | Tanot I | North & west | Fortune Five (greenko) | TANOT WIND POWER VENTURES | 2015-06-09 | Tanot I
100261666 | #N/A | T32 | WF-IN-020-1490-Y0-A-020 | WSG155101.01 | P_SP00_16 |  | ABB Type C | Glass Fibre -LM | HTK | 90.3 |  | Tanot I | North & west | Fortune Five (greenko) | TANOT WIND POWER VENTURES | 2015-06-09 | Tanot I
100261663 | #N/A | T35 | WF-IN-020-1490-Y0-A-021 | WSG155101.01 | P_SP00_16 |  | ABB Type C | Glass Fibre -LM | HTK | 90.3 |  | Tanot I | North & west | Fortune Five (greenko) | TANOT WIND POWER VENTURES | 2015-06-09 | Tanot I
100261639 | #N/A | T12 | WF-IN-020-1490-Y0-A-022 | WSG162600.01 | P_SP00_16 |  | Cantarey | Glass Fibre -LM | HTK | 90.3 |  | Tanot I | North & west | Fortune Five (greenko) | TANOT WIND POWER VENTURES | 2015-06-09 | Tanot I
100261664 | #N/A | T17 | WF-IN-020-1490-Y0-A-023 | WSG162600.01 | P_SP00_16 |  | ABB Type C | Glass Fibre -LM | HTK | 90.3 |  | Tanot I | North & west | Fortune Five (greenko) | TANOT WIND POWER VENTURES | 2015-06-09 | Tanot I
100261667 | #N/A | T14 | WF-IN-020-1490-Y0-A-024 | WSG162600.01 | P_SP00_16 |  | ABB Type C | Glass Fibre -LM | HTK | 90.3 |  | Tanot I | North & west | Fortune Five (greenko) | TANOT WIND POWER VENTURES | 2015-06-09 | Tanot I
100261681 | #N/A | T13 | WF-IN-020-1490-Y0-A-025 | WSG162600.01 | P_SP00_16 |  | Cantarey | Infusion (i) - Gamesa | HTK | 90.3 |  | Tanot I | North & west | Fortune Five (greenko) | TANOT WIND POWER VENTURES | 2015-06-09 | Tanot I
100261682 | #N/A | T16 | WF-IN-020-1490-Y0-A-026 | WSG155101.01 | P_SP00_16 |  | Cantarey | Glass Fibre -LM | HTK | 90.3 |  | Tanot I | North & west | Fortune Five (greenko) | TANOT WIND POWER VENTURES | 2015-06-09 | Tanot I
100261662 | #N/A | T15 | WF-IN-020-1490-Y0-A-027 | WSG162600.01 | P_SP00_16 |  | ABB Type C | Glass Fibre -LM | HTK | 90.3 |  | Tanot I | North & west | Fortune Five (greenko) | TANOT WIND POWER VENTURES | 2015-06-09 | Tanot I
100261661 | #N/A | T18 | WF-IN-020-1490-Y0-A-028 | WSG155101.01 | P_SP00_16 |  | ABB Type C | Infusion (i) - Gamesa | HTK | 90.3 |  | Tanot I | North & west | Fortune Five (greenko) | TANOT WIND POWER VENTURES | 2015-06-09 | Tanot I
100261634 | #N/A | T19 | WF-IN-020-1490-Y0-A-029 | WSG155101.01 | P_SP00_16 |  | Cantarey | Infusion (i) - Gamesa | HTK | 90.3 |  | Tanot I | North & west | Fortune Five (greenko) | TANOT WIND POWER VENTURES | 2015-06-09 | Tanot I
100261680 | #N/A | T30 | WF-IN-020-1490-Y0-A-030 | WSG155101.01 | P_SP00_16 |  | Cantarey | Glass Fibre -LM | HTK | 90.3 |  | Tanot I | North & west | Fortune Five (greenko) | TANOT WIND POWER VENTURES | 2015-06-09 | Tanot I
100261938 | G97-T21 | T21 |  | WSG162600.01 | P_SP00_16 |  | Cantarey | Glass Fibre -LM | HTK | 104 |  | TANOT II-G9X | North & west | GREENKO | TANOT WIND POWER VENTURIES PVT LTD | 2015-11-04 | Tanot II
100261937 | G97-T22 | T22 |  | WSG155101.01 | P_SP00_16 |  | Cantarey | Glass Fibre -LM | HTK | 104 |  | TANOT II-G9X | North & west | GREENKO | TANOT WIND POWER VENTURIES PVT LTD | 2015-11-06 | Tanot II
100261936 | G97-T23 | T23 |  | WSG162600.01 | P_SP00_16 |  | Cantarey | Glass Fibre -LM | HTK | 104 |  | TANOT II-G9X | North & west | GREENKO | TANOT WIND POWER VENTURIES PVT LTD | 2015-11-05 | Tanot II
100261893 | G97-T24 | T24 |  | WSG155101.01 | P_SP00_16 |  | Cantarey | Glass Fibre -LM | HTK | 104 |  | TANOT II-G9X | North & west | GREENKO | TANOT WIND POWER VENTURIES PVT LTD | 2015-11-27 | Tanot II
100261889 | G97-T25 | T25 |  | WSG155101.01 | P_SP00_16 |  | Cantarey | Glass Fibre -LM | HTK | 104 |  | TANOT II-G9X | North & west | GREENKO | TANOT WIND POWER VENTURIES PVT LTD | 2015-11-04 | Tanot II
100261932 | G97-T26 | T26 |  | WSG155101.01 | P_SP00_16 |  | Cantarey | Glass Fibre -LM | HTK | 104 |  | TANOT II-G9X | North & west | GREENKO | TANOT WIND POWER VENTURIES PVT LTD | 2015-10-29 | Tanot II
100261947 | G97-T27 | T27 |  | WSG155101.01 | P_SP00_16 |  | Cantarey | Glass Fibre -LM | HTK | 104 |  | TANOT II-G9X | North & west | GREENKO | TANOT WIND POWER VENTURIES PVT LTD | 2015-10-28 | Tanot II
100261885 | G97-T40 | T40 |  | WSG162600.01 | P_SP00_16 |  | Cantarey | Glass Fibre -LM | HTK | 104 |  | TANOT II-G9X | North & west | GREENKO | TANOT WIND POWER VENTURIES PVT LTD | 2016-01-06 | Tanot II
100261933 | G97-T41 | T41 |  | WSG162600.01 | P_SP00_16 |  | Cantarey | Glass Fibre -LM | HTK | 104 |  | TANOT II-G9X | North & west | GREENKO | TANOT WIND POWER VENTURIES PVT LTD | 2015-12-26 | Tanot II
100261939 | G97-T42 | T42 |  | WSG162600.01 | P_SP00_16 |  | Cantarey | Glass Fibre -LM | HTK | 104 |  | TANOT II-G9X | North & west | GREENKO | TANOT WIND POWER VENTURIES PVT LTD | 2015-12-27 | Tanot II
100261934 | G97-T43 | T43 |  | WSG162600.01 | P_SP00_16 |  | Cantarey | Glass Fibre -LM | HTK | 104 |  | TANOT II-G9X | North & west | GREENKO | TANOT WIND POWER VENTURIES PVT LTD | 2016-01-09 | Tanot II
100261892 | G97-T44 | T44 |  | WSG162600.01 | P_SP00_16 |  | Cantarey | Glass Fibre -LM | HTK | 104 |  | TANOT II-G9X | North & west | GREENKO | TANOT WIND POWER VENTURIES PVT LTD | 2016-01-06 | Tanot II
100261888 | G97-T45 | T45 |  | WSG162600.01 | P_SP00_16 |  | Cantarey | Glass Fibre -LM | HTK | 104 |  | TANOT II-G9X | North & west | GREENKO | TANOT WIND POWER VENTURIES PVT LTD | 2016-01-06 | Tanot II
100261860 | G97-T46 | T46 |  | WSG162600.01 | P_SP00_16 |  | Cantarey | Glass Fibre -LM | HTK | 104 |  | TANOT II-G9X | North & west | GREENKO | TANOT WIND POWER VENTURIES PVT LTD | 2016-01-06 | Tanot II
100261950 | G97-T47 | T47 |  | WSG162600.01 | P_SP00_16 |  | Cantarey | Glass Fibre -LM | HTK | 104 |  | TANOT II-G9X | North & west | GREENKO | TANOT WIND POWER VENTURIES PVT LTD | 2016-01-09 | Tanot II
100261935 | G97-T48 | T48 |  | WSG162600.01 | P_SP00_16 |  | Cantarey | Glass Fibre -LM | HTK | 104 |  | TANOT II-G9X | North & west | GREENKO | TANOT WIND POWER VENTURIES PVT LTD | 2015-12-26 | Tanot II
100261891 | G97-T49 | T49 |  | WSG162600.01 | P_SP00_16 |  | Cantarey | Glass Fibre -LM | HTK | 104 |  | TANOT II-G9X | North & west | GREENKO | TANOT WIND POWER VENTURIES PVT LTD | 2016-01-09 | Tanot II
100261858 | G97-T50 | T50 |  | WSG162600.01 | P_SP00_16 |  | Cantarey | Glass Fibre -LM | HTK | 104 |  | TANOT II-G9X | North & west | GREENKO | TANOT WIND POWER VENTURIES PVT LTD | 2016-01-09 | Tanot II
100261944 | G97-T51 | T51 |  | WSG155101.01 | P_SP00_16 |  | Cantarey | Glass Fibre -LM | HTK | 104 |  | TANOT II-G9X | North & west | GREENKO | TANOT WIND POWER VENTURIES PVT LTD | 2016-01-03 | Tanot II
100261955 | G97-T52 | T52 |  | WSG162600.01 | P_SP00_16 |  | Cantarey | Glass Fibre -LM | HTK | 104 |  | TANOT II-G9X | North & west | GREENKO | TANOT WIND POWER VENTURIES PVT LTD | 2016-01-05 | Tanot II
100261946 | G97-T53 | T53 |  | WSG162600.01 | P_SP00_16 |  | Cantarey | Glass Fibre -LM | HTK | 104 |  | TANOT II-G9X | North & west | GREENKO | TANOT WIND POWER VENTURIES PVT LTD | 2016-01-05 | Tanot II
100261951 | G97-T54 | T54 |  | WSG162600.01 | P_SP00_16 |  | Cantarey | Glass Fibre -LM | HTK | 104 |  | TANOT II-G9X | North & west | GREENKO | TANOT WIND POWER VENTURIES PVT LTD | 2016-01-05 | Tanot II
100261952 | G97-T55 | T55 |  | WSG155101.01 | P_SP00_16 |  | Cantarey | Glass Fibre -LM | HTK | 104 |  | TANOT II-G9X | North & west | GREENKO | TANOT WIND POWER VENTURIES PVT LTD | 2016-01-03 | Tanot II
100261949 | G97-T56 | T56 |  | WSG155101.01 | P_SP00_16 |  | Cantarey | Glass Fibre -LM | HTK | 104 |  | TANOT II-G9X | North & west | GREENKO | TANOT WIND POWER VENTURIES PVT LTD | 2016-01-04 | Tanot II
100261953 | G97-T57 | T57 |  | WSG155101.01 | P_SP00_16 |  | Cantarey | Glass Fibre -LM | HTK | 104 |  | TANOT II-G9X | North & west | GREENKO | TANOT WIND POWER VENTURIES PVT LTD | 2016-01-06 | Tanot II
100261943 | G97-T58 | T58 |  | WSG155101.01 | P_SP00_16 |  | Cantarey | Glass Fibre -LM | HTK | 104 |  | TANOT II-G9X | North & west | GREENKO | TANOT WIND POWER VENTURIES PVT LTD | 2016-01-09 | Tanot II
100261890 | G97-T59 | T59 |  | WSG155101.01 | P_SP00_16 |  | Cantarey | Glass Fibre -LM | HTK | 104 |  | TANOT II-G9X | North & west | GREENKO | TANOT WIND POWER VENTURIES PVT LTD | 2016-01-06 | Tanot II
100261945 | G97-T60 | T60 |  | WSG155101.01 | P_SP00_16 |  | Cantarey | Glass Fibre -LM | HTK | 104 |  | TANOT II-G9X | North & west | GREENKO | TANOT WIND POWER VENTURIES PVT LTD | 2016-01-06 | Tanot II
100261948 | G97-T61 | T61 |  | WSG155101.01 | P_SP00_16 |  | Cantarey | Glass Fibre -LM | HTK | 104 |  | TANOT II-G9X | North & west | GREENKO | TANOT WIND POWER VENTURIES PVT LTD | 2016-01-05 | Tanot II
100261954 | G97-T62 | T62 |  | WSG162600.01 | P_SP00_16 |  | Cantarey | Glass Fibre -LM | HTK | 104 |  | TANOT II-G9X | North & west | GREENKO | TANOT WIND POWER VENTURIES PVT LTD | 2016-01-05 | Tanot II
100261870 | #N/A | GA 9X-61 | Gujarat | WSG162600.01 | P_SP00_17 |  | Cantarey | Glass Fibre -LM | HTK | 104 |  | PATAN-G9X | North & west | ENERGON POWER RESOURCES PRIVATE LTD | ENERGON POWER RESOURCES PRIVATE LTD | 2015-08-06 | PATAN-G9X
100261884 | #N/A | GA 9X-64 | Gujarat | WSG162600.01 | P_SP00_17 |  | Cantarey | Infusion (i) - Gamesa | HTK | 104 |  | PATAN-G9X | North & west | ENERGON POWER RESOURCES PRIVATE LTD | ENERGON POWER RESOURCES PRIVATE LTD | 2015-08-06 | PATAN-G9X
100261879 | #N/A | GA 9X-66 | Gujarat | WSG162600.01 | P_SP00_17 |  | Cantarey | Glass Fibre -LM | HTK | 104 |  | PATAN-G9X | North & west | ENERGON POWER RESOURCES PRIVATE LTD | ENERGON POWER RESOURCES PRIVATE LTD | 2015-08-06 | PATAN-G9X
100261911 |  | GA 9X-56 | Gujarat | WSG162600.01 | P_SP00_17 |  | Cantarey | Glass Fibre -LM | HTK | 104 |  | PATAN-G9X | North & west | ENERGON POWER RESOURCES PRIVATE LTD | ENERGON POWER RESOURCES PRIVATE LTD | 2015-08-06 | PATAN-G9X
100261871 |  | GA 9X-54 | Gujarat | WSG162600.01 | P_SP00_17 |  | Cantarey | Glass Fibre -LM | HTK | 104 |  | PATAN-G9X | North & west | ENERGON POWER RESOURCES PRIVATE LTD | ENERGON POWER RESOURCES PRIVATE LTD | 2015-09-08 | PATAN-G9X
100261872 |  | GA 9X-50 | Gujarat | WSG162600.01 | P_SP00_17 |  | Cantarey | Glass Fibre -LM | HTK | 104 |  | PATAN-G9X | North & west | ENERGON POWER RESOURCES PRIVATE LTD | ENERGON POWER RESOURCES PRIVATE LTD | 2015-09-03 | PATAN-G9X
100261864 |  | GA 9X-79 | Gujarat | WSG162600.01 | P_SP00_17 |  | Cantarey | Glass Fibre -LM | HTK | 104 |  | PATAN-G9X | North & west | ENERGON POWER RESOURCES PRIVATE LTD | ENERGON POWER RESOURCES PRIVATE LTD | 2015-08-06 | PATAN-G9X
100261868 |  | GA 9X-81 | Gujarat | WSG162600.01 | P_SP00_17 |  | Cantarey | Glass Fibre -LM | HTK | 104 |  | PATAN-G9X | North & west | ENERGON POWER RESOURCES PRIVATE LTD | ENERGON POWER RESOURCES PRIVATE LTD | 2015-08-06 | PATAN-G9X
100261867 | #N/A | GA 9X-89 | Gujarat | WSG162600.01 | P_SP00_17 |  | Cantarey | Glass Fibre -LM | HTK | 104 |  | PATAN-G9X | North & west | ENERGON POWER RESOURCES PRIVATE LTD | ENERGON POWER RESOURCES PRIVATE LTD | 2015-08-06 | PATAN-G9X
100261869 | #N/A | GA 9X-1B | Gujarat | WSG162600.01 | P_SP00_17 |  | Cantarey | Glass Fibre -LM | HTK | 104 |  | PATAN-G9X | North & west | ENERGON POWER RESOURCES PRIVATE LTD | ENERGON POWER RESOURCES PRIVATE LTD | 2015-08-06 | PATAN-G9X
100261874 |  | GA 9X-2B | Gujarat | WSG162600.01 | P_SP00_17 |  | Cantarey | Glass Fibre -LM | HTK | 104 |  | PATAN-G9X | North & west | ENERGON POWER RESOURCES PRIVATE LTD | ENERGON POWER RESOURCES PRIVATE LTD | 2015-08-06 | PATAN-G9X
100261873 |  | GA 9X-60 | Gujarat | WSG162600.01 | P_SP00_17 |  | Cantarey | Glass Fibre -LM | HTK | 104 |  | PATAN-G9X | North & west | ENERGON POWER RESOURCES PRIVATE LTD | ENERGON POWER RESOURCES PRIVATE LTD | 2015-09-13 | PATAN-G9X
100261912 |  | GA 9X-58 | Gujarat | WSG162600.01 | P_SP00_17 |  | Cantarey | Glass Fibre -LM | HTK | 104 |  | PATAN-G9X | North & west | ENERGON POWER RESOURCES PRIVATE LTD | ENERGON POWER RESOURCES PRIVATE LTD | 2015-09-14 | PATAN-G9X
100261856 | #N/A | GA 9X-45 | Gujarat | WSG162600.01 | P_SP00_17 |  | Cantarey | Glass Fibre -LM | HTK | 104 |  | PATAN-G9X | North & west | Energon Power Resources Private Ltd | Energon Power Resources Private Ltd | 2015-09-24 | PATAN-G9X
100261859 |  | GA 9X-57 | Gujarat | WSG162600.01 | P_SP00_17 |  | Cantarey | Glass Fibre -LM | HTK | 104 |  | PATAN-G9X | North & west | Energon Power Resources Private Ltd | Energon Power Resources Private Ltd | 2015-09-26 | PATAN-G9X
100261857 |  | GA 9X-33B | Gujarat | WSG162600.01 | P_SP00_17 |  | Cantarey | Glass Fibre -LM | HTK | 104 |  | PATAN-G9X | North & west | ENERGON POWER RESOURCES PRIVATE LTD | ENERGON POWER RESOURCES PRIVATE LTD | 2015-10-09 | PATAN-G9X
100261880 | #N/A | GA 9X-18B | Gujarat | WSG162600.01 | P_SP00_17 |  | Cantarey | Glass Fibre -LM | HTK | 104 |  | PATAN-G9X | North & west | ENERGON POWER RESOURCES PRIVATE LTD | ENERGON POWER RESOURCES PRIVATE LTD | 2015-10-09 | PATAN-G9X
100261881 | #N/A | GA 9X-9B | Gujarat | WSG162600.01 | P_SP00_17 |  | Cantarey | Glass Fibre -LM | HTK | 104 |  | PATAN-G9X | North & west | ENERGON POWER RESOURCES PRIVATE LTD | ENERGON POWER RESOURCES PRIVATE LTD | 2015-10-31 | PATAN-G9X
100261882 | #N/A | GA 9X-23B | Gujarat | WSG162600.01 | P_SP00_17 |  | Cantarey | Glass Fibre -LM | HTK | 104 |  | PATAN-G9X | North & west | ENERGON POWER RESOURCES PRIVATE LTD | ENERGON POWER RESOURCES PRIVATE LTD | 2015-10-31 | PATAN-G9X
100261866 | #N/A | GA 9X-27B | Gujarat | WSG162600.01 | P_SP00_17 |  | Cantarey | Glass Fibre -LM | HTK | 104 |  | PATAN-G9X | North & west | ENERGON POWER RESOURCES PRIVATE LTD | ENERGON POWER RESOURCES PRIVATE LTD | 2015-10-31 | PATAN-G9X
100261883 | #N/A | GA 9X-44 | Gujarat | WSG155101.01 | P_SP00_17 |  | Cantarey | Glass Fibre -LM | HTK | 104 |  | PATAN-G9X | North & west | ENERGON POWER RESOURCES PRIVATE LTD | ENERGON POWER RESOURCES PRIVATE LTD | 2015-10-31 | PATAN-G9X
100261862 | #N/A | GA-9X-39B | Gujarat | WSG162600.01 | P_SP00_17 |  | Cantarey | Infusion (i) - Gamesa | HTK | 104 |  | PATAN-G9X | North & west | ENERGON POWER RESOURCES PRIVATE LTD | ENERGON POWER RESOURCES PRIVATE LTD | 2015-11-16 | PATAN-G9X
100261875 | #N/A | GA-9X-38 | Gujarat | WSG162600.01 | P_SP00_17 |  | Cantarey | Infusion (i) - Gamesa | HTK | 104 |  | PATAN-G9X | North & west | ENERGON POWER RESOURCES PRIVATE LTD | ENERGON POWER RESOURCES PRIVATE LTD | 2015-11-16 | PATAN-G9X
100261863 | #N/A | GA-9X-71 | Gujarat | WSG162600.01 | P_SP00_17 |  | Cantarey | Infusion (i) - Gamesa | HTK | 104 |  | PATAN-G9X | North & west | ENERGON POWER RESOURCES PRIVATE LTD | ENERGON POWER RESOURCES PRIVATE LTD | 2015-11-16 | PATAN-G9X
100261865 | #N/A | GA-9X-53 | Gujarat | WSG155101.01 | P_SP00_17 |  | Cantarey | Glass Fibre -LM | HTK | 104 |  | PATAN-G9X | North & west | ENERGON POWER RESOURCES PRIVATE LTD | ENERGON POWER RESOURCES PRIVATE LTD | 2015-11-16 | PATAN-G9X
100261692 |  | BEN-1 | WF-IN-013-1330-Y0-A-004 | WSG162600.01 | P_SP00_16 |  | ABB Type C | Infusion (i) - Gamesa | STD+ | 104 |  | Khanapur | North & west | Orange Maha Wing energy | Orange | 2015-11-02 | NORTH
100261704 |  | BEN-2 | WF-IN-013-1330-Y0-A-010 | WSG162600.01 | P_SP00_16 |  | Cantarey | Infusion (i) - Gamesa | STD+ | 104 |  | Khanapur | North & west | Orange Maha Wing energy | Orange | 2015-11-01 | NORTH
100261705 |  | BEN-3 | WF-IN-013-1330-Y0-A-001 | WSG162600.01 | P_SP00_16 |  | Cantarey | Infusion (i) - Gamesa | STD+ | 104 |  | Khanapur | North & west | Orange Maha Wing energy | Orange | 2015-11-02 | NORTH
100261699 |  | BEN-4 | WF-IN-013-1330-Y0-A-002 | WSG162600.01 | P_SP00_16 |  | Cantarey | Infusion (i) - Gamesa | STD+ | 104 |  | Khanapur | North & west | Orange Maha Wing energy | Orange | 2015-11-02 | NORTH
100261716 |  | BEN-5 | WF-IN-013-1330-Y0-A-003 | WSG162600.01 | P_SP00_16 |  | ABB Type C | Infusion (i) - Gamesa | STD+ | 104 |  | Khanapur | North & west | Orange Maha Wing energy | Orange | 2015-11-02 | NORTH
100261734 |  | UN-02 | WF-IN-013-1330-Y0-A-014 | WSG162600.01 | P_SP00_16 |  | Cantarey | Glass Fibre -LM | STD+ | 104 |  | Khanapur | North & west | Orange Maha Wing energy | Orange | 2015-11-02 | NORTH
100261715 |  | HC-09 | WF-IN-013-1330-Y0-A-007 | WSG162600.01 | P_SP00_16 |  | ABB Type C | Infusion (i) - Gamesa | STD+ | 104 |  | Khanapur | North & west | Orange Maha Wing energy | Orange | 2015-11-08 | NORTH
100261702 |  | G-308 | WF-IN-013-1330-Y0-A-008 | WSG162600.01 | P_SP00_16 |  | ABB Type C | Infusion (i) - Gamesa | STD+ | 104 |  | Khanapur | North & west | Orange Maha Wing energy | Orange | 2015-11-04 | NORTH
100261738 |  | K-13 | WF-IN-013-1330-Y0-A-005 | WSG162600.01 | P_SP00_16 |  | Cantarey | Infusion (i) - Gamesa | STD+ | 104 |  | Khanapur | North & west | Orange Maha Wing energy | Orange | 2015-11-04 | NORTH
100261755 |  | K-14 | WF-IN-013-1330-Y0-A-015 | WSG162600.01 | P_SP00_16 |  | Cantarey | Glass Fibre -LM | STD+ | 104 |  | Khanapur | North & west | Orange Maha Wing energy | Orange | 2015-11-05 | NORTH
100261766 |  | UN-54 | WF-IN-013-1330-Y0-A-017 | WSG162600.01 | P_SP00_16 |  | Cantarey | Infusion (i) - Gamesa | STD+ | 104 |  | Khanapur | North & west | Orange Maha Wing energy | Orange | 2015-11-04 | NORTH
100261761 |  | UN-55 | WF-IN-013-1330-Y0-A-016 | WSG162600.01 | P_SP00_16 |  | Cantarey | Glass Fibre -LM | STD+ | 104 |  | Khanapur | North & west | Orange Maha Wing energy | Orange | 2015-11-05 | NORTH
100262260 | T-01 | T-01 | WF-IN-012-1563-Y0-A-010 | WSG162601.01 | P_SP00_17 |  | Cantarey | Glass Fibre -LM | STD+ | 104 |  | Bercha | North & west | Orange Ananthapur Wind Park | ORANGE | 21.05.2016 | North
100262176 | T-02 | T-02 | WF-IN-012-1563-Y0-A-014 | WSG162601.01 | P_SP00_17 |  | Cantarey | Infusion (i) - Gamesa | HT | 104 |  | Bercha | North & west | Orange Ananthapur Wind Park | ORANGE | 19.05.2016 | North
100262255 | B-33 | B-33 | WF-IN-012-1563-Y0-A-013 | WSG162600.02 | P_SP00_17 |  | Cantarey | Glass Fibre -LM | STD+ | 104 |  | Bercha | North & west | Orange Ananthapur Wind Park | ORANGE | 20.05.2016 | North
100262168 | B-16 | B-16 | WF-IN-012-1563-Y0-A-001 | WSG162601.01 | P_SP00_17 |  | Cantarey | Infusion (i) - Gamesa | HT | 104 |  | Bercha | North & west | Orange Ananthapur Wind Park | ORANGE | 05.05.2016 | North
100262169 | B-01 | B-01 | WF-IN-012-1563-Y0-A-002 | WSG162601.01 | P_SP00_17 |  | Cantarey | Infusion (i) - Gamesa | HT | 104 |  | Bercha | North & west | Orange Ananthapur Wind Park | ORANGE | 05.05.2016 | North
100262262 | B-87 | B-87 | WF-IN-012-1563-Y0-A-008 | WSG162600.02 | P_SP00_17 |  | Cantarey | Glass Fibre -LM | STD+ | 104 |  | Bercha | North & west | Orange Ananthapur Wind Park | ORANGE | 21.05.2016 | North
100262259 | B-38 | B-38 | WF-IN-012-1563-Y0-A-006 | WSG162600.02 | P_SP00_17 |  | Cantarey | Glass Fibre -LM | STD+ | 104 |  | Bercha | North & west | Orange Ananthapur Wind Park | ORANGE | 21.05.2016 | North
100262180 | B-72 | B-72 | WF-IN-012-1563-Y0-A-004 | WSG162601.01 | P_SP00_17 |  | Cantarey | Infusion (i) - Gamesa | HT | 104 |  | Bercha | North & west | Orange Ananthapur Wind Park | ORANGE | 05.05.2016 | North
100262258 | B-71 | B-71 | WF-IN-012-1563-Y0-A-017 | WSG162601.01 | P_SP00_17 |  | Cantarey | Glass Fibre -LM | STD+ | 104 |  | Bercha | North & west | Orange Ananthapur Wind Park | ORANGE | 21.05.2016 | North
100262243 | B-73 | B-73 | WF-IN-012-1563-Y0-A-003 | WSG162600.02 | P_SP00_17 |  | Cantarey | Glass Fibre -LM | STD+ | 104 |  | Bercha | North & west | Orange Ananthapur Wind Park | ORANGE | 21.05.2016 | North
100262178 | B-78 | B-78 | WF-IN-012-1563-Y0-A-015 | WSG162601.01 | P_SP00_17 |  | Cantarey | Infusion (i) - Gamesa | HT | 104 |  | Bercha | North & west | Orange Ananthapur Wind Park | ORANGE | 05.05.2016 | North
100262175 | B-80 | B-80 | WF-IN-012-1563-Y0-A-011 | WSG162600.02 | P_SP00_17 |  | Cantarey | Infusion (i) - Gamesa | HT | 104 |  | Bercha | North & west | Orange Ananthapur Wind Park | ORANGE | 05.05.2016 | North
100262257 | B-04 | B-04 | WF-IN-012-1563-Y0-A-009 | WSG162600.02 | P_SP00_17 |  | Cantarey | Glass Fibre -LM | STD+ | 104 |  | Bercha | North & west | Orange Ananthapur Wind Park | ORANGE | 21.05.2016 | North
100262256 | B-90 | B-90 | WF-IN-012-1563-Y0-A-007 | WSG162601.01 | P_SP00_17 |  | Cantarey | Glass Fibre -LM | STD+ | 104 |  | Bercha | North & west | Orange Ananthapur Wind Park | ORANGE | 07.05.2016 | North
100262179 | B-86 | B-86 | WF-IN-012-1563-Y0-A-005 | WSG162600.02 | P_SP00_17 |  | Cantarey | Infusion (i) - Gamesa | HT | 104 |  | Bercha | North & west | Orange Ananthapur Wind Park | ORANGE | 05.05.2016 | North
100262263 | B-83 | B-83 | WF-IN-012-1563-Y0-A-019 | WSG162601.01 | P_SP00_17 |  | Cantarey | Glass Fibre -LM | STD+ | 104 |  | Bercha | North & west | Orange Ananthapur Wind Park | ORANGE | 23.05.2016 | North
100262261 | B-77 | B-77 | WF-IN-012-1563-Y0-A-020 | WSG162601.01 | P_SP00_17 |  | Cantarey | Glass Fibre -LM | STD+ | 104 |  | Bercha | North & west | Orange Ananthapur Wind Park | ORANGE | 21.05.2016 | North
100262171 | B-91 | B-91 | WF-IN-012-1563-Y0-A-016 | WSG162600.02 | P_SP00_17 |  | Cantarey | Infusion (i) - Gamesa | HT | 104 |  | Bercha | North & west | Orange Ananthapur Wind Park | ORANGE | 05.05.2016 | North
100262279 | B-92 | B-92 | WF-IN-012-1563-Y0-A-023 | WSG162600.02 | P_SP00_17 |  | Cantarey | Glass Fibre -LM | STD+ | 104 |  | Bercha | North & west | Orange Ananthapur Wind Park | ORANGE | 21.05.2016 | North
100262170 | B-84 | B-84 | WF-IN-012-1563-Y0-A-018 | WSG162600.02 | P_SP00_17 |  | Cantarey | Infusion (i) - Gamesa | HT | 104 |  | Bercha | North & west | Orange Ananthapur Wind Park | ORANGE | 05.05.2016 | North
100262278 | B-75 | B-75 | WF-IN-012-1563-Y0-A-021 | WSG162601.01 | P_SP00_17 |  | Cantarey | Glass Fibre -LM | STD+ | 104 |  | Bercha | North & west | Orange Ananthapur Wind Park | ORANGE | 21.05.2016 | North
100262167 | B-89 | B-89 | WF-IN-012-1563-Y0-A-022 | WSG162600.02 | P_SP00_17 |  | Cantarey | Infusion (i) - Gamesa | HT | 104 |  | Bercha | North & west | Orange Ananthapur Wind Park | ORANGE | 05.05.2016 | North
100262241 | B-85 | B-85 | WF-IN-012-1563-Y0-A-024 | WSG162601.01 | P_SP00_17 |  | Cantarey | Glass Fibre -LM | STD+ | 104 |  | Bercha | North & west | Orange Ananthapur Wind Park | ORANGE | 21.05.2016 | North
100262267 | B-79 | B-79 | WF-IN-012-1563-Y0-A-025 | WSG162600.02 | P_SP00_17 |  | Cantarey | Glass Fibre -LM | STD+ | 104 |  | Bercha | North & west | Orange Ananthapur Wind Park | ORANGE | 24.05.2016 | North
100262254 | B-82 | B-82 | WF-IN-012-1563-Y0-A-012 | WSG162600.02 | P_SP00_17 |  | Cantarey | Glass Fibre -LM | STD+ | 104 |  | Bercha | North & west | Orange Ananthapur Wind Park | ORANGE | 21.05.2016 | North
100261826 | GF-96N3 | GF-96N3 | WF-IN-012-1509-Y0-A-001 | WSG162600.01 | P_SP00_16 |  | Cantarey | Glass Fibre -LM | STD+ | 104 |  | FATANPUR | North & west | Energon | Energon | 2016-04-01 | NORTH
100262013 | GF-17N2 | GF-17N2 | WF-IN-012-1509-Y0-A-002 | WSG162600.01 | P_SP00_16 |  | Cantarey | Glass Fibre -LM | STD+ | 104 |  | FATANPUR | North & west | Energon | Energon | 2016-03-18 | NORTH
100262020 | GF122N3 | GF122N3 | WF-IN-012-1509-Y0-A-003 | WSG162600.01 | P_SP00_16 |  | ABB Type C | Glass Fibre -LM | STD+ | 104 |  | FATANPUR | North & west | Energon | Energon | 2016-03-19 | NORTH
100261998 | GF-129N | GF-129N | WF-IN-012-1509-Y0-A-004 | WSG162600.02 | P_SP00_16 |  | Cantarey | Glass Fibre -LM | STD+ | 104 |  | FATANPUR | North & west | Energon | Energon | 2016-03-19 | NORTH
100262001 | GF-125N | GF-125N | WF-IN-012-1509-Y0-A-005 | WSG162600.01 | P_SP00_16 |  | Cantarey | Glass Fibre -LM | STD+ | 104 |  | FATANPUR | North & west | Energon | Energon | 2016-03-21 | NORTH
100262194 | GF-83N2 | GF-83N2 | WF-IN-012-1509-Y0-A-006 | WSG162600.02 | P_SP00_16 |  | Cantarey | Glass Fibre -LM | STD+ | 104 |  | FATANPUR | North & west | Energon | Energon | 2016-03-21 | NORTH
100262021 | GF22N1 | GF22N1 | WF-IN-012-1509-Y0-A-007 | WSG162600.01 | P_SP00_16 |  | ABB Type C | Glass Fibre -LM | STD+ | 104 |  | FATANPUR | North & west | Energon | Energon | 2016-03-21 | NORTH
100262280 | GF39N4 | GF39N4 | WF-IN-012-1509-Y0-A-008 | WSG162600.02 | P_SP00_16 |  | ABB Type C | Glass Fibre -LM | HT | 104 |  | FATANPUR | North & west | Energon | Energon | 2016-03-22 | NORTH
100262011 | GF-25N1 | GF-25N1 | WF-IN-012-1509-Y0-A-009 | WSG162600.01 | P_SP00_16 |  | Cantarey | Glass Fibre -LM | STD+ | 104 |  | FATANPUR | North & west | Energon | Energon | 2016-03-21 | NORTH
100262017 | GF-67N3 | GF-67N3 | WF-IN-012-1509-Y0-A-010 | WSG162600.01 | P_SP00_16 |  | ABB Type C | Glass Fibre -LM | STD+ | 104 |  | FATANPUR | North & west | Energon | Energon | 2016-04-10 | NORTH
100262253 | GF-07N1 | GF-07N1 | WF-IN-012-1509-Y0-A-011 | WSG162600.01 | P_SP00_16 |  | Cantarey | Glass Fibre -LM | STD+ | 104 |  | FATANPUR | North & west | Energon | Energon | 2016-03-25 | NORTH
100267805 | GF-24N2 | GF-24N2 | WF-IN-012-1509-Y0-A-012 | WSG162600.01 | P_SP00_16 |  | Cantarey | Glass Fibre -LM | STD+ | 104 |  | FATANPUR | North & west | Energon | Energon | 2016-03-21 | NORTH
100262282 | GF-26N2 | GF-26N2 | WF-IN-012-1509-Y0-A-013 | WSG162600.01 | P_SP00_16 |  | ABB Type C | Glass Fibre -LM | HT | 104 |  | FATANPUR | North & west | Energon | Energon | 2016-04-11 | NORTH
100262160 | GF-27N1 | GF-27N1 | WF-IN-012-1509-Y0-A-014 | WSG162600.01 | P_SP00_16 |  | ABB Type C | Glass Fibre -LM | STD+ | 104 |  | FATANPUR | North & west | Energon | Energon | 2016-03-11 | NORTH
100262018 | GF-08N2 | GF-08N2 | WF-IN-012-1509-Y0-A-015 | WSG162600.01 | P_SP00_16 |  | ABB Type C | Glass Fibre -LM | STD+ | 104 |  | FATANPUR | North & west | Energon | Energon | 2016-04-03 | NORTH
100261800 | GF-69N4 | GF-69N4 | WF-IN-012-1509-Y0-A-016 | WSG162600.01 | P_SP00_16 |  | Cantarey | Glass Fibre -LM | STD+ | 104 |  | FATANPUR | North & west | Energon | Energon | 2016-04-11 | NORTH
100261824 | GF-37N2 | GF-37N2 | WF-IN-012-1509-Y0-A-017 | WSG162600.01 | P_SP00_16 |  | Cantarey | Glass Fibre -LM | STD+ | 104 |  | FATANPUR | North & west | Energon | Energon | 2016-03-18 | NORTH
100261997 | GF-40N2 | GF-40N2 | WF-IN-012-1509-Y0-A-018 | WSG162600.01 | P_SP00_16 |  | Cantarey | Glass Fibre -LM | STD+ | 104 |  | FATANPUR | North & west | Energon | Energon | 2016-03-18 | NORTH
100262010 | GF-53N | GF-53N | WF-IN-012-1509-Y0-A-019 | WSG162600.01 | P_SP00_16 |  | Cantarey | Glass Fibre -LM | STD+ | 104 |  | FATANPUR | North & west | Energon | Energon | 2016-03-19 | NORTH
100262006 | GF 10N | GF 10N | WF-IN-012-1509-Y0-A-020 | WSG162600.01 | P_SP00_16 |  | Cantarey | Glass Fibre -LM | STD+ | 104 |  | FATANPUR | North & west | Energon | Energon | 2016-03-21 | NORTH
100261887 | GF-123N | GF-123N | WF-IN-012-1509-Y0-A-021 | WSG162600.01 | P_SP00_16 |  | Cantarey | Glass Fibre -LM | STD+ | 104 |  | FATANPUR | North & west | Energon | Energon | 2016-03-19 | NORTH
100262268 | GF-57N4 | GF-57N4 | WF-IN-012-1509-Y0-A-022 | WSG162600.01 | P_SP00_16 |  | Cantarey | Glass Fibre -LM | HT | 104 |  | FATANPUR | North & west | Energon | Energon | 2016-03-31 | NORTH
100262015 | GF80N3 | GF80N3 | WF-IN-012-1509-Y0-A-023 | WSG162600.01 | P_SP00_16 |  | ABB Type C | Glass Fibre -LM | STD+ | 104 |  | FATANPUR | North & west | Energon | Energon | 2016-04-06 | NORTH
100262012 | GF-36N2 | GF-36N2 | WF-IN-012-1509-Y0-A-024 | WSG162600.01 | P_SP00_16 |  | Cantarey | Glass Fibre -LM | STD+ | 104 |  | FATANPUR | North & west | Energon | Energon | 2016-03-18 | NORTH
100261878 | GF-06N2 | GF-06N2 | WF-IN-012-1509-Y0-A-025 | WSG162600.01 | P_SP00_16 |  | Cantarey | Glass Fibre -LM | STD+ | 104 |  | FATANPUR | North & west | Energon | Energon | 2016-03-25 | NORTH
100261825 | GF-126N2 | GF-126N2 | WF-IN-012-1509-Y0-A-026 | WSG162600.01 | P_SP00_16 |  | Cantarey | Glass Fibre -LM | STD+ | 104 |  | FATANPUR | North & west | Energon | Energon | 2016-03-19 | NORTH
100262281 | GF-28N2 | GF-28N2 | WF-IN-012-1509-Y0-A-027 | WSG162600.02 | P_SP00_16 |  | ABB Type C | Glass Fibre -LM | HT | 104 |  | FATANPUR | North & west | Energon | Energon | 2016-03-22 | NORTH
100261823 | GF-34N3 | GF-34N3 | WF-IN-012-1509-Y0-A-028 | WSG162600.01 | P_SP00_16 |  | Cantarey | Glass Fibre -LM | STD+ | 104 |  | FATANPUR | North & west | Energon | Energon | 2016-03-23 | NORTH
100261804 | GF-42N | GF-42N | WF-IN-012-1509-Y0-A-029 | WSG162600.01 | P_SP00_16 |  | Cantarey | Glass Fibre -LM | STD+ | 104 |  | FATANPUR | North & west | Energon | Energon | 2016-03-18 | NORTH
100262014 | GF-68N6 | GF-68N6 | WF-IN-012-1509-Y0-A-030 | WSG162600.01 | P_SP00_16 |  | Cantarey | Glass Fibre -LM | STD+ | 104 |  | FATANPUR | North & west | Energon | Energon | 2016-04-16 | NORTH
100262273 | GF-54N2 | GF-54N2 | WF-IN-012-1509-Y0-A-031 | WSG162600.01 | P_SP00_16 |  | Cantarey | Glass Fibre -LM | HT | 104 |  | FATANPUR | North & west | Energon | Energon | 2016-03-30 | NORTH
100262009 | GF-87N3 | GF-87N3 | WF-IN-012-1509-Y0-A-032 | WSG162601.01 | P_SP00_16 |  | Cantarey | Glass Fibre -LM | STD+ | 104 |  | FATANPUR | North & west | Energon | Energon | 2016-03-21 | NORTH
100261803 | GF-01N2 | GF-01N2 | WF-IN-012-1509-Y0-A-033 | WSG162601.01 | P_SP00_16 |  | Cantarey | Glass Fibre -LM | STD+ | 104 |  | FATANPUR | North & west | Energon | Energon | 2016-03-25 | NORTH
100262019 | GF-154N | GF-154N | WF-IN-012-1509-Y0-A-034 | WSG162600.01 | P_SP00_16 |  | ABB Type C | Glass Fibre -LM | STD+ | 104 |  | FATANPUR | North & west | Energon | Energon | 2016-03-25 | NORTH
100262022 | GF-35 | GF-35 | WF-IN-012-1509-Y0-A-035 | WSG162600.01 | P_SP00_16 |  | ABB Type C | Glass Fibre -LM | STD+ | 104 |  | FATANPUR | North & west | Energon | Energon | 2016-03-18 | NORTH
100262277 | GF-110N | GF-110N | WF-IN-012-1509-Y0-A-036 | WSG162600.01 | P_SP00_16 |  | Cantarey | Glass Fibre -LM | HT | 104 |  | FATANPUR | North & west | Energon | Energon | 2016-04-05 | NORTH
100262016 | GF-41 | GF-41 | WF-IN-012-1509-Y0-A-037 | WSG162600.01 | P_SP00_16 |  | ABB Type C | Glass Fibre -LM | STD+ | 104 |  | FATANPUR | North & west | Energon | Energon | 2016-03-19 | NORTH
100261827 | GF-18N2 | GF-18N2 | WF-IN-012-1509-Y0-A-038 | WSG162600.01 | P_SP00_16 |  | Cantarey | Glass Fibre -LM | STD+ | 104 |  | FATANPUR | North & west | Energon | Energon | 2016-03-18 | NORTH
100262276 | GF 144N | GF 144N | WF-IN-012-1509-Y0-A-039 | WSG162600.01 | P_SP00_16 |  | Cantarey | Glass Fibre -LM | HT | 104 |  | FATANPUR | North & west | Energon | Energon | 2016-03-29 | NORTH
100261799 | GF 38N | GF 38N | WF-IN-012-1509-Y0-A-040 | WSG162600.01 | P_SP00_16 |  | Cantarey | Glass Fibre -LM | STD+ | 104 |  | FATANPUR | North & west | Energon | Energon | 2016-03-18 | NORTH
100262285 | GF 132N3 | GF 132N3 | WF-IN-012-1509-Y0-A-041 | WSG162601.01 | P_SP00_16 |  | ABB Type C | Glass Fibre -LM | HT | 104 |  | FATANPUR | North & west | Energon | Energon | 2016-05-11 | NORTH
100262287 | GF 23N3 | GF 23N3 | WF-IN-012-1509-Y0-A-042 | WSG162600.02 | P_SP00_16 |  | ABB Type C | Glass Fibre -LM | HT | 104 |  | FATANPUR | North & west | Energon | Energon | 2016-04-03 | NORTH
100262319 | GF-149N4 | GF-149N4 | WF-IN-012-1509-Y0-A-043 | WSG162600.01 | P_SP00_16 |  | Cantarey | Glass Fibre -LM | HT | 104 |  | FATANPUR | North & west | Energon | Energon | 2016-03-27 | NORTH
100262270 | GF 133N2 | GF 133N2 | WF-IN-012-1509-Y0-A-044 | WSG162600.01 | P_SP00_16 |  | Cantarey | Glass Fibre -LM | HT | 104 |  | FATANPUR | North & west | Energon | Energon | 2016-03-22 | NORTH
100262272 | GF 163N | GF 163N | WF-IN-012-1509-Y0-A-045 | WSG162600.01 | P_SP00_16 |  | Cantarey | Glass Fibre -LM | HT | 104 |  | FATANPUR | North & west | Energon | Energon | 2016-04-09 | NORTH
100262317 | GF 135N2 | GF 135N2 | WF-IN-012-1509-Y0-A-046 | WSG162600.02 | P_SP00_16 |  | Cantarey | Glass Fibre -LM | HT | 104 |  | FATANPUR | North & west | Energon | Energon | 2016-03-29 | NORTH
100262233 | GF 127N | GF 127N | WF-IN-012-1509-Y0-A-047 | WSG162600.01 | P_SP00_16 |  | Cantarey | Glass Fibre -LM | STD+ | 104 |  | FATANPUR | North & west | Energon | Energon | 2016-03-22 | NORTH
100262288 | GF 44N4 | GF 44N4 | WF-IN-012-1509-Y0-A-048 | WSG162600.02 | P_SP00_16 |  | ABB Type C | Glass Fibre -LM | HT | 104 |  | FATANPUR | North & west | Energon | Energon | 2016-03-26 | NORTH
100262274 | GF 161N | GF 161N | WF-IN-012-1509-Y0-A-049 | WSG162600.02 | P_SP00_16 |  | Cantarey | Glass Fibre -LM | HT | 104 |  | FATANPUR | North & west | Energon | Energon | 2016-04-01 | NORTH
100262338 | GF 162N | GF 162N | WF-IN-012-1509-Y0-A-050 | WSG162600.02 | P_SP00_16 |  | Cantarey | Glass Fibre -LM | HT | 104 |  | FATANPUR | North & west | Energon | Energon | 2016-04-06 | NORTH
100262318 | GF 165N | GF 165N | WF-IN-012-1509-Y0-A-051 | WSG162600.01 | P_SP00_16 |  | Cantarey | Glass Fibre -LM | HT | 104 |  | FATANPUR | North & west | Energon | Energon | 2016-04-03 | NORTH
100262322 | GF 03N3 | GF 03N3 | WF-IN-012-1509-Y0-A-052 | WSG162600.01 | P_SP00_16 |  | Cantarey | Glass Fibre -LM | HT | 104 |  | FATANPUR | North & west | Energon | Energon | 2016-04-03 | NORTH
100262320 | GF 82N | GF 82N | WF-IN-012-1509-Y0-A-053 | WSG162600.01 | P_SP00_16 |  | Cantarey | Glass Fibre -LM | HT | 104 |  | FATANPUR | North & west | Energon | Energon | 2016-03-27 | NORTH
100262283 | GF 134N2 | GF 134N2 | WF-IN-012-1509-Y0-A-054 | WSG162600.01 | P_SP00_16 |  | ABB Type C | Glass Fibre -LM | HT | 104 |  | FATANPUR | North & west | Energon | Energon | 2016-03-30 | NORTH
100262192 |  | BD-01 | WF-IN-012-1578-Y0-A-001 | WSG152802.01 | P_SP00_16 |  | Cantarey | Glass Fibre -LM | STD+ | 104 |  | Dhar | North & west | Hero Future Energies | HERO | 2016-04-15 | North
100262147 |  | BD-02 | WF-IN-012-1578-Y0-A-002 | WSG152802.01 | P_SP00_16 |  | ABB Type C | Glass Fibre -LM | STD+ | 104 |  | Dhar | North & west | Hero Future Energies | HERO | 2016-03-29 | North
100262145 |  | BD-03 | WF-IN-012-1578-Y0-A-003 | WSG152802.01 | P_SP00_16 |  | ABB Type C | Glass Fibre -LM | STD+ | 104 |  | Dhar | North & west | Hero Future Energies | HERO | 2016-03-29 | North
100262123 |  | BD-04 | WF-IN-012-1578-Y0-A-004 | WSG152802.01 | P_SP00_16 |  | Cantarey | Glass Fibre -LM | STD+ | 104 |  | Dhar | North & west | Hero Future Energies | HERO | 2016-03-29 | North
100262120 |  | BD-05 | WF-IN-012-1578-Y0-A-005 | WSG152802.01 | P_SP00_16 |  | Cantarey | Glass Fibre -LM | STD+ | 104 |  | Dhar | North & west | Hero Future Energies | HERO | 2016-03-29 | North
100262122 |  | BD-06 | WF-IN-012-1578-Y0-A-006 | WSG152802.01 | P_SP00_16 |  | Cantarey | Glass Fibre -LM | STD+ | 104 |  | Dhar | North & west | Hero Future Energies | HERO | 2016-03-29 | North
100262044 |  | BD-07 | WF-IN-012-1578-Y0-A-007 | WSG152802.01 | P_SP00_16 |  | ABB Type C | Glass Fibre -LM | STD+ | 104 |  | Dhar | North & west | Hero Future Energies | HERO | 2016-03-29 | North
100262146 |  | BD-08 | WF-IN-012-1578-Y0-A-008 | WSG152802.01 | P_SP00_16 |  | ABB Type C | Glass Fibre -LM | STD+ | 104 |  | Dhar | North & west | Hero Future Energies | HERO | 2016-03-29 | North
100262026 |  | BD-09 | WF-IN-012-1578-Y0-A-009 | WSG152802.01 | P_SP00_16 |  | ABB Type C | Glass Fibre -LM | STD+ | 104 |  | Dhar | North & west | Hero Future Energies | HERO | 2016-03-29 | North
100262046 |  | BD-10 | WF-IN-012-1578-Y0-A-010 | WSG152802.01 | P_SP00_16 |  | ABB Type C | Glass Fibre -LM | STD+ | 104 |  | Dhar | North & west | Hero Future Energies | HERO | 2016-03-29 | North
100262149 |  | BD-11 | WF-IN-012-1578-Y0-A-011 | WSG152802.01 | P_SP00_16 |  | ABB Type C | Glass Fibre -LM | STD+ | 104 |  | Dhar | North & west | Hero Future Energies | HERO | 2016-03-29 | North
100262148 |  | BD-12 | WF-IN-012-1578-Y0-A-012 | WSG152802.01 | P_SP00_16 |  | ABB Type C | Glass Fibre -LM | STD+ | 104 |  | Dhar | North & west | Hero Future Energies | HERO | 2016-03-29 | North
100262155 |  | BD-13 | WF-IN-012-1578-Y0-A-013 | WSG152802.01 | P_SP00_16 |  | ABB Type C | Glass Fibre -LM | STD+ | 104 |  | Dhar | North & west | Hero Future Energies | HERO | 2016-03-29 | North
100262150 |  | BD-14 | WF-IN-012-1578-Y0-A-014 | WSG152802.01 | P_SP00_16 |  | ABB Type C | Glass Fibre -LM | STD+ | 104 |  | Dhar | North & west | Hero Future Energies | HERO | 2016-03-29 | North
100262158 |  | BD-15 | WF-IN-012-1578-Y0-A-015 | WSG152802.01 | P_SP00_16 |  | ABB Type C | Glass Fibre -LM | STD+ | 104 |  | Dhar | North & west | Hero Future Energies | HERO | 2016-03-29 | North
100262036 |  | BD-16 | WF-IN-012-1578-Y0-A-016 | WSG152802.01 | P_SP00_16 |  | ABB Type C | Glass Fibre -LM | STD+ | 104 |  | Dhar | North & west | Hero Future Energies | HERO | 2016-03-29 | North
100262234 |  | BD-17 | WF-IN-012-1578-Y0-A-017 | WSG152802.01 | P_SP00_16 |  | Cantarey | Glass Fibre -LM | STD+ | 104 |  | Dhar | North & west | Hero Future Energies | HERO | 2016-03-29 | North
100262041 |  | BD-18 | WF-IN-012-1578-Y0-A-018 | WSG152802.01 | P_SP00_16 |  | ABB Type C | Glass Fibre -LM | STD+ | 104 |  | Dhar | North & west | Hero Future Energies | HERO | 2016-03-29 | North
100262154 |  | BD-19 | WF-IN-012-1578-Y0-A-019 | WSG152802.01 | P_SP00_16 |  | ABB Type C | Glass Fibre -LM | STD+ | 104 |  | Dhar | North & west | Hero Future Energies | HERO | 2016-03-29 | North
100262040 |  | BD-20 | WF-IN-012-1578-Y0-A-020 | WSG152802.01 | P_SP00_16 |  | ABB Type C | Glass Fibre -LM | STD+ | 104 |  | Dhar | North & west | Hero Future Energies | HERO | 2016-03-29 | North
100262125 |  | BD-21 | WF-IN-012-1578-Y0-A-021 | WSG152802.01 | P_SP00_16 |  | Cantarey | Glass Fibre -LM | STD+ | 104 |  | Dhar | North & west | Hero Future Energies | HERO | 2016-03-29 | North
100262159 |  | BD-22 | WF-IN-012-1578-Y0-A-022 | WSG152802.01 | P_SP00_16 |  | ABB Type C | Glass Fibre -LM | STD+ | 104 |  | Dhar | North & west | Hero Future Energies | HERO | 2016-03-29 | North
100262039 |  | BD-23 | WF-IN-012-1578-Y0-A-023 | WSG152802.01 | P_SP00_16 |  | ABB Type C | Glass Fibre -LM | STD+ | 104 |  | Dhar | North & west | Hero Future Energies | HERO | 2016-03-30 | North
100262121 |  | BD-24 | WF-IN-012-1578-Y0-A-024 | WSG152802.01 | P_SP00_16 |  | Cantarey | Glass Fibre -LM | STD+ | 104 |  | Dhar | North & west | Hero Future Energies | HERO | 2016-03-29 | North
100262152 |  | BD-25 | WF-IN-012-1578-Y0-A-025 | WSG152802.01 | P_SP00_16 |  | ABB Type C | Glass Fibre -LM | STD+ | 104 |  | Dhar | North & west | Hero Future Energies | HERO | 2016-03-29 | North
100262051 |  | BD-26 | WF-IN-012-1578-Y0-A-026 | WSG152802.01 | P_SP00_16 |  | ABB Type C | Glass Fibre -LM | STD+ | 104 |  | Dhar | North & west | Hero Future Energies | HERO | 2016-03-29 | North
100262034 |  | BD-27 | WF-IN-012-1578-Y0-A-027 | WSG152802.01 | P_SP00_16 |  | ABB Type C | Glass Fibre -LM | STD+ | 104 |  | Dhar | North & west | Hero Future Energies | HERO | 2016-03-29 | North
100262124 |  | BD-28 | WF-IN-012-1578-Y0-A-028 | WSG152802.01 | P_SP00_16 |  | ABB Type C | Glass Fibre -LM | STD+ | 104 |  | Dhar | North & west | Hero Future Energies | HERO | 2016-03-29 | North
100262134 |  | BD-29 | WF-IN-012-1578-Y0-A-029 | WSG152802.01 | P_SP00_16 |  | Cantarey | Glass Fibre -LM | STD+ | 104 |  | Dhar | North & west | Hero Future Energies | HERO | 2016-03-29 | North
100262042 |  | BD-30 | WF-IN-012-1578-Y0-A-030 | WSG152802.01 | P_SP00_16 |  | ABB Type C | Glass Fibre -LM | STD+ | 104 |  | Dhar | North & west | Hero Future Energies | HERO | 2016-03-29 | North
100262050 |  | BD-31 | WF-IN-012-1578-Y0-A-031 | WSG152802.01 | P_SP00_16 |  | ABB Type C | Glass Fibre -LM | STD+ | 104 |  | Dhar | North & west | Hero Future Energies | HERO | 2016-03-29 | North
100262045 |  | BD-32 | WF-IN-012-1578-Y0-A-032 | WSG152802.01 | P_SP00_16 |  | ABB Type C | Glass Fibre -LM | STD+ | 104 |  | Dhar | North & west | Hero Future Energies | HERO | 2016-03-29 | North
100262052 |  | BD-33 | WF-IN-012-1578-Y0-A-033 | WSG152802.01 | P_SP00_16 |  | ABB Type C | Glass Fibre -LM | STD+ | 104 |  | Dhar | North & west | Hero Future Energies | HERO | 2016-03-29 | North
100262153 |  | BD-34 | WF-IN-012-1578-Y0-A-034 | WSG152802.01 | P_SP00_16 |  | ABB Type C | Glass Fibre -LM | STD+ | 104 |  | Dhar | North & west | Hero Future Energies | HERO | 2016-03-29 | North
100262193 |  | BD-35 | WF-IN-012-1578-Y0-A-035 | WSG152802.01 | P_SP00_16 |  | ABB Type C | Glass Fibre -LM | STD+ | 104 |  | Dhar | North & west | Hero Future Energies | HERO | 2016-03-29 | North
100262127 |  | BD-36 | WF-IN-012-1578-Y0-A-050 | WSG152802.01 | P_SP00_16 |  | Cantarey | Glass Fibre -LM | STD+ | 104 |  | Dhar | North & west | Hero Future Energies | HERO | 2016-03-29 | North
100262043 |  | BD-37 | WF-IN-012-1578-Y0-A-036 | WSG152802.01 | P_SP00_16 |  | ABB Type C | Glass Fibre -LM | STD+ | 104 |  | Dhar | North & west | Hero Future Energies | HERO | 2016-03-29 | North
100262028 |  | BD-38 | WF-IN-012-1578-Y0-A-037 | WSG152802.01 | P_SP00_16 |  | ABB Type C | Glass Fibre -LM | STD+ | 104 |  | Dhar | North & west | Hero Future Energies | HERO | 2016-03-29 | North
100262128 |  | BD-39 | WF-IN-012-1578-Y0-A-038 | WSG152802.01 | P_SP00_16 |  | Cantarey | Glass Fibre -LM | STD+ | 104 |  | Dhar | North & west | Hero Future Energies | HERO | 2016-03-29 | North
100262027 |  | BD-40 | WF-IN-012-1578-Y0-A-039 | WSG152802.01 | P_SP00_16 |  | ABB Type C | Glass Fibre -LM | STD+ | 104 |  | Dhar | North & west | Hero Future Energies | HERO | 2016-04-02 | North
100262033 |  | BD-41 | WF-IN-012-1578-Y0-A-040 | WSG152802.01 | P_SP00_16 |  | ABB Type C | Glass Fibre -LM | STD+ | 104 |  | Dhar | North & west | Hero Future Energies | HERO | 2016-03-29 | North
100262231 |  | BD-42 | WF-IN-012-1578-Y0-A-041 | WSG152802.01 | P_SP00_16 |  | Cantarey | Glass Fibre -LM | STD+ | 104 |  | Dhar | North & west | Hero Future Energies | HERO | 2016-03-29 | North
100262156 |  | BD-43 | WF-IN-012-1578-Y0-A-042 | WSG152802.01 | P_SP00_16 |  | ABB Type C | Glass Fibre -LM | STD+ | 104 |  | Dhar | North & west | Hero Future Energies | HERO | 2016-03-29 | North
100262196 |  | BD-44 | WF-IN-012-1578-Y0-A-043 | WSG152802.01 | P_SP00_16 |  | Cantarey | Glass Fibre -LM | STD+ | 104 |  | Dhar | North & west | Hero Future Energies | HERO | 2016-03-29 | North
100262157 |  | BD-45 | WF-IN-012-1578-Y0-A-044 | WSG152802.01 | P_SP00_16 |  | ABB Type C | Glass Fibre -LM | STD+ | 104 |  | Dhar | North & west | Hero Future Energies | HERO | 2016-03-30 | North
100262037 |  | BD-46 | WF-IN-012-1578-Y0-A-045 | WSG152802.01 | P_SP00_16 |  | ABB Type C | Glass Fibre -LM | STD+ | 104 |  | Dhar | North & west | Hero Future Energies | HERO | 2016-03-29 | North
100262151 |  | BD-47 | WF-IN-012-1578-Y0-A-046 | WSG152802.01 | P_SP00_16 |  | ABB Type C | Glass Fibre -LM | STD+ | 104 |  | Dhar | North & west | Hero Future Energies | HERO | 2016-03-29 | North
100262161 |  | BD-48 | WF-IN-012-1578-Y0-A-047 | WSG152802.01 | P_SP00_16 |  | ABB Type C | Glass Fibre -LM | STD+ | 104 |  | Dhar | North & west | Hero Future Energies | HERO | 2016-03-29 | North
100262195 |  | BD-49 | WF-IN-012-1578-Y0-A-048 | WSG152802.01 | P_SP00_16 |  | ABB Type C | Glass Fibre -LM | STD+ | 104 |  | Dhar | North & west | Hero Future Energies | HERO | 2016-03-30 | North
100262232 |  | BD-50 | WF-IN-012-1578-Y0-A-049 | WSG152802.01 | P_SP00_16 |  | Cantarey | Glass Fibre -LM | STD+ | 104 |  | Dhar | North & west | Hero Future Energies | HERO | 2016-03-29 | North
100262110 | GJA-01 | GJA-01 | WF-IN-012-1586-Y0-A-001 | WSG155101.01 | P_SP00_16 |  | Cantarey | Glass Fibre -LM | STD+ | 104 |  | JAORA | North & west | PTC Energy LTD | PTC | 21.03.2016 | North
100262102 | GJA-03 | GJA-03 | WF-IN-012-1586-Y0-A-002 | WSG152802.01 | P_SP00_16 |  | Cantarey | Glass Fibre -LM | STD+ | 104 |  | JAORA | North & west | PTC Energy LTD | PTC | 14.03.2016 | North
100262104 | GJA-04 | GJA-04 | WF-IN-012-1586-Y0-A-003 | WSG152802.01 | P_SP00_16 |  | Cantarey | Glass Fibre -LM | STD+ | 104 |  | JAORA | North & west | PTC Energy LTD | PTC | 20.03.2016 | North
100262049 | GJA-05 | GJA-05 | WF-IN-012-1586-Y0-A-004 | WSG152802.01 | P_SP00_16 |  | ABB Type C | Glass Fibre -LM | STD+ | 104 |  | JAORA | North & west | PTC Energy LTD | PTC | 17.03.2016 | North
100262108 | GJA-06 | GJA-06 | WF-IN-012-1586-Y0-A-005 | WSG155101.01 | P_SP00_16 |  | Cantarey | Glass Fibre -LM | STD+ | 104 |  | JAORA | North & west | PTC Energy LTD | PTC | 09.03.2016 | North
100262113 | GJA-08 | GJA-08 | WF-IN-012-1586-Y0-A-006 | WSG152802.01 | P_SP00_16 |  | Cantarey | Glass Fibre -LM | STD+ | 104 |  | JAORA | North & west | PTC Energy LTD | PTC | 17.03.2016 | North
100262048 | GJA-40 | GJA-40 | WF-IN-012-1586-Y0-A-007 | WSG152802.01 | P_SP00_16 |  | ABB Type C | Glass Fibre -LM | STD+ | 104 |  | JAORA | North & west | PTC Energy LTD | PTC | 12.03.21016 | North
100262114 | GJA-10 | GJA-41 | WF-IN-012-1586-Y0-A-008 | WSG152802.01 | P_SP00_16 |  | Cantarey | Glass Fibre -LM | STD+ | 104 |  | JAORA | North & west | PTC Energy LTD | PTC | 09.03.2016 | North
100262105 | GJA-44 | GJA-44 | WF-IN-012-1586-Y0-A-009 | WSG152802.01 | P_SP00_16 |  | Cantarey | Glass Fibre -LM | STD+ | 104 |  | JAORA | North & west | PTC Energy LTD | PTC | 12.03.21016 | North
100262111 | GJA-12 | GJA-12 | WF-IN-012-1586-Y0-A-010 | WSG155101.01 | P_SP00_16 |  | Cantarey | Glass Fibre -LM | STD+ | 104 |  | JAORA | North & west | PTC Energy LTD | PTC | 08.03.2016 | North
100262107 | GJA-13 | GJA-13 | WF-IN-012-1586-Y0-A-011 | WSG152802.01 | P_SP00_16 |  | Cantarey | Glass Fibre -LM | STD+ | 104 |  | JAORA | North & west | PTC Energy LTD | PTC | 10.03.2016 | North
100262106 | GJA-20 | GJA-20 | WF-IN-012-1586-Y0-A-012 | WSG152802.01 | P_SP00_16 |  | Cantarey | Glass Fibre -LM | STD+ | 104 |  | JAORA | North & west | PTC Energy LTD | PTC | 17.03.2016 | North
100262109 | GJA-21 | GJA-21 | WF-IN-012-1586-Y0-A-013 | WSG152802.01 | P_SP00_16 |  | Cantarey | Glass Fibre -LM | STD+ | 104 |  | JAORA | North & west | PTC Energy LTD | PTC | 10.03.2016 | North
100262103 | GJA-22 | GJA-22 | WF-IN-012-1586-Y0-A-014 | WSG155101.02 | P_SP00_16 |  | Cantarey | Glass Fibre -LM | STD+ | 104 |  | JAORA | North & west | PTC Energy LTD | PTC | 20.03.2016 | North
100262112 | GJA-25 | GJA-42 | WF-IN-012-1586-Y0-A-015 | WSG152802.01 | P_SP00_16 |  | Cantarey | Glass Fibre -LM | STD+ | 104 |  | JAORA | North & west | PTC Energy LTD | PTC | 13.03.2016 | North
100262143 | G97-003 | GA-003 | WF-IN-012-1584-Y0-A-001 | WSG162600.02 | P_SP00_16 |  | ABB Type C | Glass Fibre -LM | STD+ | 104 |  | AMBA | North & west | ostro urja wind pvt. Ltd. | OSTRO | 22-03-2016 | North
100261248 | G97-020 | GA-020 | WF-IN-012-1584-Y0-A-003 | WSG162600.02 | P_SP00_16 |  | Cantarey | Glass Fibre -LM | STD+ | 90.2 |  | AMBA | North & west | ostro urja wind pvt. Ltd. | OSTRO | 22-03-2016 | North
100262173 | G97-048 | GA-048 | not available | WSG162600.02 | P_SP00_16 |  | ABB Type C | Glass Fibre -LM | HT | 104 |  | AMBA | North & west | M/s Alliance Projects | ALLIANCE | 29-03-2016 | North
100262203 | G97-053 | GA-053 | WF-IN-012-1584-Y0-A-004 | WSG162600.02 | P_SP00_16 |  | ABB Type C | Glass Fibre -LM | STD+ | 104 |  | AMBA | North & west | ostro urja wind pvt. Ltd. | OSTRO | 22-03-2016 | North
100262247 | G97-037 | GA-037 | WF-IN-012-1584-Y0-A-005 | WSG162600.02 | P_SP00_16 |  | Cantarey | Glass Fibre -LM | STD+ | 104 |  | AMBA | North & west | ostro urja wind pvt. Ltd. | OSTRO | 22-03-2016 | North
100262140 | G97-065 | GA-065 | WF-IN-012-1584-Y0-A-006 | WSG162600.02 | P_SP00_16 |  | ABB Type C | Glass Fibre -LM | STD+ | 104 |  | AMBA | North & west | ostro urja wind pvt. Ltd. | OSTRO | 26-03-2016 | North
100262135 | G97-054 | GA-054 | not available | WSG162600.02 | P_SP00_16 |  | Cantarey | Glass Fibre -LM | STD+ | 104 |  | AMBA | North & west | Rodic Consultants Pvt. Ltd. | RODIC | 26-03-2016 | North
100262138 | G97-064 | GA-064 | WF-IN-012-1584-Y0-A-007 | WSG162600.02 | P_SP00_16 |  | ABB Type C | Glass Fibre -LM | STD+ | 104 |  | AMBA | North & west | ostro urja wind pvt. Ltd. | OSTRO | 22-03-2016 | North
100262141 | G97-083 | GA-083 | WF-IN-012-1584-Y0-A-008 | WSG162600.02 | P_SP00_16 |  | ABB Type C | Glass Fibre -LM | STD+ | 104 |  | AMBA | North & west | ostro urja wind pvt. Ltd. | OSTRO | 26-03-2016 | North
100262201 | G97-050 | GA-050 | WF-IN-012-1584-Y0-A-009 | WSG162600.02 | P_SP00_16 |  | Cantarey | Glass Fibre -LM | STD+ | 104 |  | AMBA | North & west | ostro urja wind pvt. Ltd. | OSTRO | 22-03-2016 | North
100262326 | G97-079 | GA-079 | WF-IN-012-1584-Y0-A-010 | WSG162600.02 | P_SP00_16 |  | Cantarey | Glass Fibre -LM | HT | 104 |  | AMBA | North & west | ostro urja wind pvt. Ltd. | OSTRO | 26-03-2016 | North
100262237 | G97-081 | GA-081 | WF-IN-012-1584-Y0-A-011 | WSG162600.02 | P_SP00_16 |  | Cantarey | Glass Fibre -LM | STD+ | 104 |  | AMBA | North & west | ostro urja wind pvt. Ltd. | OSTRO | 22-03-2016 | North
100262137 | G97-082 | GA-082 | WF-IN-012-1584-Y0-A-012 | WSG162600.02 | P_SP00_16 |  | ABB Type C | Glass Fibre -LM | STD+ | 104 |  | AMBA | North & west | ostro urja wind pvt. Ltd. | OSTRO | 22-03-2016 | North
100262142 | G97-076 | GA-076 | WF-IN-012-1584-Y0-A-013 | WSG162600.02 | P_SP00_16 |  | ABB Type C | Glass Fibre -LM | STD+ | 104 |  | AMBA | North & west | ostro urja wind pvt. Ltd. | OSTRO | 26-03-2016 | North
100262236 | G97-077 | GA-077 | WF-IN-012-1584-Y0-A-014 | WSG162600.02 | P_SP00_16 |  | Cantarey | Infusion (i) - Gamesa | STD+ | 104 |  | AMBA | North & west | ostro urja wind pvt. Ltd. | OSTRO | 26-03-2016 | North
100262250 | G97-033 | GA-033 | WF-IN-012-1584-Y0-A-015 | WSG162600.02 | P_SP00_16 |  | Cantarey | Infusion (i) - Gamesa | STD+ | 104 |  | AMBA | North & west | ostro urja wind pvt. Ltd. | OSTRO | 22-03-2016 | North
100262235 | G97-027 | GA-027 | WF-IN-012-1584-Y0-A-016 | WSG162600.02 | P_SP00_16 |  | Cantarey | Glass Fibre -LM | STD+ | 104 |  | AMBA | North & west | ostro urja wind pvt. Ltd. | OSTRO | 22-03-2016 | North
100262139 | G97-010 | GA-010 | WF-IN-012-1584-Y0-A-017 | WSG162600.02 | P_SP00_16 |  | ABB Type C | Glass Fibre -LM | STD+ | 104 |  | AMBA | North & west | ostro urja wind pvt. Ltd. | OSTRO | 22-03-2016 | North
100262136 | G97-009 | GA-009 | WF-IN-012-1584-Y0-A-018 | WSG162600.02 | P_SP00_16 |  | Cantarey | Glass Fibre -LM | STD+ | 104 |  | AMBA | North & west | ostro urja wind pvt. Ltd. | OSTRO | 22-03-2016 | North
100262144 | G97-168 | GA-156(168) | WF-IN-012-1584-Y0-A-019 | WSG162600.02 | P_SP00_16 |  | ABB Type C | Glass Fibre -LM | STD+ | 104 |  | AMBA | North & west | ostro urja wind pvt. Ltd. | OSTRO | 22-03-2016 | North
100262204 | G97-212 | GA-157(212) | WF-IN-012-1584-Y0-A-020 | WSG162600.02 | P_SP00_16 |  | Cantarey | Glass Fibre -LM | STD+ | 104 |  | AMBA | North & west | ostro urja wind pvt. Ltd. | OSTRO | 22-03-2016 | North
100262206 | G97-105 | GA-146(105) | WF-IN-012-1584-Y0-A-021 | WSG162600.02 | P_SP00_16 |  | Cantarey | Glass Fibre -LM | STD+ | 104 |  | AMBA | North & west | ostro urja wind pvt. Ltd. | OSTRO | 26-03-2016 | North
100262286 | G97-211 | GA-159(211) | WF-IN-012-1584-Y0-A-022 | WSG162600.02 | P_SP00_16 |  | ABB Type C | Glass Fibre -LM | HT | 104 |  | AMBA | North & west | ostro urja wind pvt. Ltd. | OSTRO | 22-03-2016 | North
100262252 | G97-164 | GA-164 | WF-IN-012-1584-Y0-A-023 | WSG162600.02 | P_SP00_16 |  | Cantarey | Infusion (i) - Gamesa | STD+ | 104 |  | AMBA | North & west | ostro urja wind pvt. Ltd. | OSTRO | 22-03-2016 | North
100262200 | G97-093 | GA-093 | WF-IN-012-1584-Y0-A-024 | WSG162600.02 | P_SP00_16 |  | Cantarey | Glass Fibre -LM | STD+ | 104 |  | AMBA | North & west | ostro urja wind pvt. Ltd. | OSTRO | 22-03-2016 | North
100262251 | G97-86 | GA-205(86) | WF-IN-012-1584-Y0-A-025 | WSG162600.02 | P_SP00_16 |  | Cantarey | Glass Fibre -LM | STD+ | 104 |  | AMBA | North & west | ostro urja wind pvt. Ltd. | OSTRO | 22-03-2016 | North
100262198 | G97-176 | GA/97-176 | WF-IN-012-1584-Y0-A-026 | WSG162600.02 | P_SP00_16 |  | Cantarey | Glass Fibre -LM | STD+ | 104 |  | AMBA | North & west | ostro urja wind pvt. Ltd. | OSTRO | 22-03-2016 | North
100262246 | G97-163 | GA/97-163 | WF-IN-012-1584-Y0-A-027 | WSG162600.02 | P_SP00_16 |  | Cantarey | Glass Fibre -LM | STD+ | 104 |  | AMBA | North & west | ostro urja wind pvt. Ltd. | OSTRO | 22-03-2016 | North
100262328 | G97-184 | GA/97-184 | WF-IN-012-1584-Y0-A-028 | WSG162600.02 | P_SP00_16 |  | ABB Type C | Infusion (i) - Gamesa | HT | 104 |  | AMBA | North & west | ostro urja wind pvt. Ltd. | OSTRO | 29-03-2016 | North
100262197 | G97-193 | GA/97-193 | WF-IN-012-1584-Y0-A-030 | WSG162600.02 | P_SP00_16 |  | Cantarey | Glass Fibre -LM | STD+ | 104 |  | AMBA | North & west | ostro urja wind pvt. Ltd. | OSTRO | 22-03-2016 | North
100262202 | G97-222 | GA/97-222 | WF-IN-012-1584-Y0-A-031 | WSG162600.02 | P_SP00_16 |  | Cantarey | Glass Fibre -LM | STD+ | 104 |  | AMBA | North & west | ostro urja wind pvt. Ltd. | OSTRO | 22-03-2016 | North
100262199 | G97-249 | GA/97-249 | WF-IN-012-1584-Y0-A-032 | WSG152802.01 | P_SP00_16 |  | Cantarey | Infusion (i) - Gamesa | STD+ | 104 |  | AMBA | North & west | ostro urja wind pvt. Ltd. | OSTRO | 22-03-2016 | North
100262205 | G97-177 | GA/97-177 | WF-IN-012-1584-Y0-A-033 | WSG162600.02 | P_SP00_16 |  | Cantarey | Infusion (i) - Gamesa | STD+ | 104 |  | AMBA | North & west | ostro urja wind pvt. Ltd. | OSTRO | 22-03-2016 | North
100262249 | G97-268 | GA/97-125(268) | WF-IN-012-1584-Y0-A-002 | WSG162600.02 | P_SP00_16 |  | Cantarey | Infusion (i) - Gamesa | STD+ | 104 |  | AMBA | North & west | ostro urja wind pvt. Ltd. | OSTRO | 26-03-2016 | North
100262321 | G97-261 | GA/97-261 | WF-IN-012-1584-Y0-A-029 | WSG162600.02 | P_SP00_16 |  | ABB Type C | Infusion (i) - Gamesa | HT | 104 |  | AMBA | North & west | ostro urja wind pvt. Ltd. | OSTRO | 26-03-2016 | North
100262092 |  | K-2 |  | WSG162600.02 | P_SP00_16 |  | ABB Type Av2 | Infusion (i) - Gamesa | HT | 104 |  | Betul | North & west | Kukru Wind Power Pvt. Ltd. | ATRIA POWER | 2016-04-18 | NORTH
100262070 |  | K-3 |  | WSG162600.02 | P_SP00_16 |  | Cantarey | Infusion (i) - Gamesa | HT | 104 |  | Betul | North & west | Kukru Wind Power Pvt. Ltd. | ATRIA POWER | 2016-04-14 | NORTH
100262074 |  | K-4 |  | WSG162600.02 | P_SP00_16 |  | Cantarey | Infusion (i) - Gamesa | HT | 104 |  | Betul | North & west | Kukru Wind Power Pvt. Ltd. | ATRIA POWER | 2016-04-26 | NORTH
100262087 |  | K-5 |  | WSG162600.02 | P_SP00_16 |  | ABB Type Av2 | Infusion (i) - Gamesa | HT | 104 |  | Betul | North & west | Kukru Wind Power Pvt. Ltd. | ATRIA POWER | 2016-04-19 | NORTH
100262082 |  | K-6 |  | WSG162600.02 | P_SP00_16 |  | ABB Type Av2 | Infusion (i) - Gamesa | HT | 104 |  | Betul | North & west | Kukru Wind Power Pvt. Ltd. | ATRIA POWER | 2016-04-26 | NORTH
100262085 |  | K-7 |  | WSG162600.02 | P_SP00_16 |  | ABB Type Av2 | Infusion (i) - Gamesa | HT | 104 |  | Betul | North & west | Kukru Wind Power Pvt. Ltd. | ATRIA POWER | 2016-05-10 | NORTH
100262083 |  | K-8 |  | WSG162600.02 | P_SP00_16 |  | ABB Type Av2 | Infusion (i) - Gamesa | HT | 104 |  | Betul | North & west | Kukru Wind Power Pvt. Ltd. | ATRIA POWER | 2016-04-14 | NORTH
100262071 |  | K-9 |  | WSG162600.02 | P_SP00_16 |  | Cantarey | Infusion (i) - Gamesa | HT | 104 |  | Betul | North & west | Kukru Wind Power Pvt. Ltd. | ATRIA POWER | 2016-04-14 | NORTH
100262080 |  | K-11 |  | WSG162600.02 | P_SP00_16 |  | ABB Type Av2 | Infusion (i) - Gamesa | HT | 104 |  | Betul | North & west | Kukru Wind Power Pvt. Ltd. | ATRIA POWER | 2016-04-14 | NORTH
100262093 |  | K-12 |  | WSG162600.02 | P_SP00_16 |  | ABB Type Av2 | Infusion (i) - Gamesa | HT | 104 |  | Betul | North & west | Kukru Wind Power Pvt. Ltd. | ATRIA POWER | 2016-04-10 | NORTH
100262075 |  | K-13 |  | WSG162600.02 | P_SP00_16 |  | Cantarey | Infusion (i) - Gamesa | HT | 104 |  | Betul | North & west | Kukru Wind Power Pvt. Ltd. | ATRIA POWER | 2016-04-10 | NORTH
100262072 |  | K-14 |  | WSG162600.02 | P_SP00_16 |  | Cantarey | Infusion (i) - Gamesa | HT | 104 |  | Betul | North & west | Kukru Wind Power Pvt. Ltd. | ATRIA POWER | 2016-04-19 | NORTH
100262081 |  | K-15 |  | WSG162600.02 | P_SP00_16 |  | ABB Type Av2 | Infusion (i) - Gamesa | HT | 104 |  | Betul | North & west | Kukru Wind Power Pvt. Ltd. | ATRIA POWER | 2016-04-18 | NORTH
100262086 |  | K-16 |  | WSG162600.02 | P_SP00_16 |  | ABB Type Av2 | Infusion (i) - Gamesa | HT | 104 |  | Betul | North & west | Kukru Wind Power Pvt. Ltd. | ATRIA POWER | 2016-04-20 | NORTH
100262088 |  | K-17 |  | WSG162600.02 | P_SP00_16 |  | ABB Type Av2 | Infusion (i) - Gamesa | HT | 104 |  | Betul | North & west | Kukru Wind Power Pvt. Ltd. | ATRIA POWER | 2016-04-24 | NORTH
100262078 |  | K-18 |  | WSG162600.02 | P_SP00_16 |  | Cantarey | Infusion (i) - Gamesa | HT | 104 |  | Betul | North & west | Kukru Wind Power Pvt. Ltd. | ATRIA POWER | 2016-04-08 | NORTH
100262077 |  | K-19 |  | WSG162600.02 | P_SP00_16 |  | Cantarey | Infusion (i) - Gamesa | HT | 104 |  | Betul | North & west | Kukru Wind Power Pvt. Ltd. | ATRIA POWER | 2016-04-08 | NORTH
100262073 |  | K-20 |  | WSG162600.02 | P_SP00_16 |  | Cantarey | Infusion (i) - Gamesa | HT | 104 |  | Betul | North & west | Kukru Wind Power Pvt. Ltd. | ATRIA POWER | 2016-04-08 | NORTH
100262069 |  | K-21 |  | WSG162600.02 | P_SP00_16 |  | Cantarey | Infusion (i) - Gamesa | HT | 104 |  | Betul | North & west | Kukru Wind Power Pvt. Ltd. | ATRIA POWER | 2016-04-08 | NORTH
100262091 |  | K-22 |  | WSG162600.02 | P_SP00_16 |  | ABB Type Av2 | Infusion (i) - Gamesa | HT | 104 |  | Betul | North & west | Kukru Wind Power Pvt. Ltd. | ATRIA POWER | 2016-05-07 | NORTH
100262090 |  | K-23 |  | WSG162600.02 | P_SP00_16 |  | ABB Type Av2 | Infusion (i) - Gamesa | HT | 104 |  | Betul | North & west | Kukru Wind Power Pvt. Ltd. | ATRIA POWER | 2016-04-10 | NORTH
100262076 |  | K-24 |  | WSG162600.02 | P_SP00_16 |  | Cantarey | Infusion (i) - Gamesa | HT | 104 |  | Betul | North & west | Kukru Wind Power Pvt. Ltd. | ATRIA POWER | 2016-04-12 | NORTH
100262084 |  | KK-25 |  | WSG162600.02 | P_SP00_16 |  | ABB Type Av2 | Infusion (i) - Gamesa | HT | 104 |  | Betul | North & west | Kukru Wind Power Pvt. Ltd. | ATRIA POWER | 2016-04-18 | NORTH
100262089 |  | K-26 |  | WSG162600.02 | P_SP00_16 |  | ABB Type Av2 | Infusion (i) - Gamesa | HT | 104 |  | Betul | North & west | Kukru Wind Power Pvt. Ltd. | ATRIA POWER | 2016-05-04 | NORTH
100262079 |  | KK-28 |  | WSG162600.02 | P_SP00_16 |  | ABB Type Av2 | Infusion (i) - Gamesa | HT | 104 |  | Betul | North & west | Kukru Wind Power Pvt. Ltd. | ATRIA POWER | 2016-04-26 | NORTH
100261688 | G97-62 | PRG-II-62 | WF-IN-020-1329-Y0-A-027 | WSG162600.01 | P_SP00_16 |  | ABB Type Av2 | Infusion (i) - Gamesa | STD+ | 90.2 |  | Pratapgarh G9X | North & west | Welspun Renewables Pvt.Ltd | Welspun Energy Rajasthan Pvt.Ltd | 2015-10-28 | North
100261480 | G97-79 | PRG-II-79 | WF-IN-020-1329-Y0-A-011 | WSG162600.01 | P_SP00_16 |  | ABB Type Av2 | Infusion (i) - Gamesa | STD+ | 90.2 |  | Pratapgarh G9X | North & west | Welspun Renewables Pvt.Ltd | Welspun Energy Rajasthan Pvt.Ltd | 2015-10-01 | North
100261592 | G97-49 | PRG-II-49 | WF-IN-020-1329-Y0-A-004 | WSG162600.01 | P_SP00_16 |  | ABB Type C | Glass Fibre -LM | STD+ | 90.2 |  | Pratapgarh G9X | North & west | Welspun Renewables Pvt.Ltd | Welspun Energy Rajasthan Pvt.Ltd | 2015-08-19 | North
100261635 | G97-114 | PRG-II-114 | WF-IN-020-1329-Y0-A-001 | WSG162600.01 | P_SP00_16 |  | Cantarey | Glass Fibre -LM | STD+ | 90.2 |  | Pratapgarh G9X | North & west | Welspun Renewables Pvt.Ltd | Welspun Energy Rajasthan Pvt.Ltd | 2015-08-19 | North
100261579 | G97-48 | PRG-II-48 | WF-IN-020-1329-Y0-A-003 | WSG162600.01 | P_SP00_16 |  | Cantarey | Glass Fibre -LM | STD+ | 90.2 |  | Pratapgarh G9X | North & west | Welspun Renewables Pvt.Ltd | Welspun Energy Rajasthan Pvt.Ltd | 2015-08-19 | North
100261632 | G97-50 | PRG-II-50 | WF-IN-020-1329-Y0-A-007 | WSG162600.01 | P_SP00_16 |  | Cantarey | Glass Fibre -LM | STD+ | 90.2 |  | Pratapgarh G9X | North & west | Welspun Renewables Pvt.Ltd | Welspun Energy Rajasthan Pvt.Ltd | 2015-08-19 | North
100261564 | G97-56 | PRG-II-56 | WF-IN-020-1329-Y0-A-010 | WSG162600.01 | P_SP00_16 |  | Cantarey | Glass Fibre -LM | STD+ | 90.2 |  | Pratapgarh G9X | North & west | Welspun Renewables Pvt.Ltd | Welspun Energy Rajasthan Pvt.Ltd | 2015-08-19 | North
100261565 | G97-110 | PRG-II-110 | WF-IN-020-1329-Y0-A-005 | WSG162600.01 | P_SP00_16 |  | Cantarey | Glass Fibre -LM | STD+ | 90.2 |  | Pratapgarh G9X | North & west | Welspun Renewables Pvt.Ltd | Welspun Energy Rajasthan Pvt.Ltd | 2015-08-19 | North
100261615 | G97-15 | PRG-II-15 | WF-IN-020-1329-Y0-A-013 | WSG162600.01 | P_SP00_16 |  | ABB Type C | Infusion (i) - Gamesa | STD+ | 90.2 |  | Pratapgarh G9X | North & west | Welspun Renewables Pvt.Ltd | Welspun Energy Rajasthan Pvt.Ltd | 2015-10-28 | North
100261629 | G97-23 | PRG-II-23 | WF-IN-020-1329-Y0-A-002 | WSG162600.01 | P_SP00_16 |  | ABB Type C | Glass Fibre -LM | STD+ | 90.2 |  | Pratapgarh G9X | North & west | Welspun Renewables Pvt.Ltd | Welspun Energy Rajasthan Pvt.Ltd | 2015-08-19 | North
100261573 | G97-73 | PRG-II-73 | WF-IN-020-1329-Y0-A-015 | WSG162600.01 | P_SP00_16 |  | ABB Type C | Infusion (i) - Gamesa | STD+ | 90.2 |  | Pratapgarh G9X | North & west | Welspun Renewables Pvt.Ltd | Welspun Energy Rajasthan Pvt.Ltd | 2015-11-19 | North
100261643 | G97-78 | PRG-II-78 | WF-IN-020-1329-Y0-A-006 | WSG162600.01 | P_SP00_16 |  | Cantarey | Glass Fibre -LM | STD+ | 90.2 |  | Pratapgarh G9X | North & west | Welspun Renewables Pvt.Ltd | Welspun Energy Rajasthan Pvt.Ltd | 2015-08-20 | North
100261571 | G97-58 | PRG-II-58 | WF-IN-020-1329-Y0-A-008 | WSG162600.01 | P_SP00_16 |  | ABB Type Av2 | Infusion (i) - Gamesa | STD+ | 90.2 |  | Pratapgarh G9X | North & west | Welspun Renewables Pvt.Ltd | Welspun Energy Rajasthan Pvt.Ltd | 2015-08-20 | North
100261484 | G97-135 | PRG-II-135 | WF-IN-020-1329-Y0-A-014 | WSG162600.01 | P_SP00_16 |  | ABB Type Av2 | Glass Fibre -LM | STD+ | 90.2 |  | Pratapgarh G9X | North & west | Welspun Renewables Pvt.Ltd | Welspun Energy Rajasthan Pvt.Ltd | 2015-10-01 | North
100261574 | G97-130 | PRG-II-130 | WF-IN-020-1329-Y0-A-017 | WSG162600.01 | P_SP00_16 |  | ABB Type C | Glass Fibre -LM | STD+ | 90.2 |  | Pratapgarh G9X | North & west | Welspun Renewables Pvt.Ltd | Welspun Energy Rajasthan Pvt.Ltd | 2015-11-19 | North
100261580 | G97-14 | PRG-II-14 | WF-IN-020-1329-Y0-A-009 | WSG162600.01 | P_SP00_16 |  | Cantarey | Glass Fibre -LM | STD+ | 90.2 |  | Pratapgarh G9X | North & west | Welspun Renewables Pvt.Ltd | Welspun Energy Rajasthan Pvt.Ltd | 2015-12-18 | North
100261591 | G97-142 | PRG-II-142 | WF-IN-020-1329-Y0-A-018 | WSG162600.01 | P_SP00_16 |  | ABB Type C | Infusion (i) - Gamesa | STD+ | 90.2 |  | Pratapgarh G9X | North & west | Welspun Renewables Pvt.Ltd | Welspun Energy Rajasthan Pvt.Ltd | 2015-11-19 | North
100261576 | G97-158 | PRG-II-158 | WF-IN-020-1329-Y0-A-025 | WSG162600.01 | P_SP00_16 |  | Cantarey | Infusion (i) - Gamesa | STD+ | 90.2 |  | Pratapgarh G9X | North & west | Welspun Renewables Pvt.Ltd | Welspun Energy Rajasthan Pvt.Ltd | 2015-11-20 | North
100261630 | G97-159 | PRG-II-159 | WF-IN-020-1329-Y0-A-022 | WSG162600.01 | P_SP00_16 |  | ABB Type C | Glass Fibre -LM | STD+ | 90.2 |  | Pratapgarh G9X | North & west | Welspun Renewables Pvt.Ltd | Welspun Energy Rajasthan Pvt.Ltd | 2015-12-18 | North
100261566 | G97-173 | PRG-II-173 | WF-IN-020-1329-Y0-A-012 | WSG162600.01 | P_SP00_16 |  | Cantarey | Infusion (i) - Gamesa | STD+ | 90.2 |  | Pratapgarh G9X | North & west | Welspun Renewables Pvt.Ltd | Welspun Energy Rajasthan Pvt.Ltd | 2015-12-18 | North
100261569 | G97-155 | PRG-II-155 | WF-IN-020-1329-Y0-A-020 | WSG162600.01 | P_SP00_16 |  | ABB Type Av2 | Glass Fibre -LM | STD+ | 90.2 |  | Pratapgarh G9X | North & west | Welspun Renewables Pvt.Ltd | Welspun Energy Rajasthan Pvt.Ltd | 2015-11-23 | North
100261572 | G97-156 | PRG-II-156 | WF-IN-020-1329-Y0-A-021 | WSG162600.01 | P_SP00_16 |  | ABB Type Av2 | Infusion (i) - Gamesa | STD+ | 90.2 |  | Pratapgarh G9X | North & west | Welspun Renewables Pvt.Ltd | Welspun Energy Rajasthan Pvt.Ltd | 2015-10-27 | North
100261578 | G97-161 | PRG-II-161 | WF-IN-020-1329-Y0-A-019 | WSG162600.01 | P_SP00_16 |  | Cantarey | Glass Fibre -LM | STD+ | 90.2 |  | Pratapgarh G9X | North & west | Welspun Renewables Pvt.Ltd | Welspun Energy Rajasthan Pvt.Ltd | 2015-10-29 | North
100261591 | G97-180 | PRG-II-180 | WF-IN-020-1329-Y0-A-023 | WSG162600.01 | P_SP00_16 |  | ABB Type C | Infusion (i) - Gamesa | STD+ | 90.2 |  | Pratapgarh G9X | North & west | Welspun Renewables Pvt.Ltd | Welspun Energy Rajasthan Pvt.Ltd | 2015-11-19 | North
100261652 | G97-120 | PRG-II-120 | WF-IN-020-1329-Y0-A-016 | WSG162600.01 | P_SP00_16 |  | Cantarey | Glass Fibre -LM | STD+ | 90.2 |  | Pratapgarh G9X | North & west | Welspun Renewables Pvt.Ltd | Welspun Energy Rajasthan Pvt.Ltd | 2015-09-03 | North
100261577 | G97-182 | PRG-II-182 | WF-IN-020-1329-Y0-A-024 | WSG162600.01 | P_SP00_16 |  | Cantarey | Glass Fibre -LM | STD+ | 90.2 |  | Pratapgarh G9X | North & west | Welspun Renewables Pvt.Ltd | Welspun Energy Rajasthan Pvt.Ltd | 2015-10-29 | North
100261570 | G97-146 | PRG-II-146 | WF-IN-020-1329-Y0-A-026 | WSG162600.01 | P_SP00_16 |  | ABB Type Av2 | Infusion (i) - Gamesa | STD+ | 90.2 |  | Pratapgarh G9X | North & west | Welspun Renewables Pvt.Ltd | Welspun Energy Rajasthan Pvt.Ltd | 2015-09-20 | North
100261568 | G97-126 | PRG-II-126 | WF-IN-020-1329-Y0-A-029 | WSG155100.01 | P_SP00_16 |  | ABB Type Av2 | Infusion (i) - Gamesa | STD+ | 90.2 |  | Pratapgarh G9X | North & west | Welspun Renewables Pvt.Ltd | Welspun Energy Rajasthan Pvt.Ltd | 2015-02-07 | North
100261563 | G97-124 | PRG-II-124 | WF-IN-020-1329-Y0-A-031 | WSG155100.01 | P_SP00_16 |  | Cantarey | Glass Fibre -LM | STD+ | 90.2 |  | Pratapgarh G9X | North & west | Welspun Renewables Pvt.Ltd | Welspun Energy Rajasthan Pvt.Ltd | 2016-02-01 | North
100261575 | G97-125 | PRG-II-125 | WF-IN-020-1329-Y0-A-028 | WSG155100.01 | P_SP00_16 |  | Cantarey | Glass Fibre -LM | STD+ | 90.2 |  | Pratapgarh G9X | North & west | Welspun Renewables Pvt.Ltd | Welspun Energy Rajasthan Pvt.Ltd | 2016-01-30 | North
100261633 | G97-150 | PRG-II-150 | WF-IN-020-1329-Y0-A-030 | WSG155100.01 | P_SP00_16 |  | Cantarey | Infusion (i) - Gamesa | STD+ | 90.2 |  | Pratapgarh G9X | North & west | Welspun Renewables Pvt.Ltd | Welspun Energy Rajasthan Pvt.Ltd | 2016-02-22 | North
100262163 | G3T-NC02 | G3T-NC02 | N/A | WSG162600.02 | P_SP00_16 |  | ABB Type C | Gamesa | HTK | 104 |  | Sitac - Morbi | North & west | EDF | EDF | 29.06.2016 | Morbi
100262181 | G3T-RB13 | G3T-RB13 | N/A | WSG162600.02 | P_SP00_16 |  | ABB Type C | Gamesa | HTK | 104 |  | Sitac - Morbi | North & west | EDF | EDF | 06.08.2016 | Morbi
100262185 | G3T-NC03 | G3T-NC03 | N/A | WSG162600.02 | P_SP00_16 |  | ABB Type C | Gamesa | HTK | 104 |  | Sitac - Morbi | North & west | EDF | EDF | 30.06.2016 | Morbi
100262186 | G3T-NC05 | G3T-NC05 | N/A | WSG162600.02 | P_SP00_16 |  | ABB Type C | Gamesa | HTK | 104 |  | Sitac - Morbi | North & west | EDF | EDF | 29.06.2016 | Morbi
100262187 | G3T-NC04 | G3T-NC04 | N/A | WSG162600.02 | P_SP00_16 |  | ABB Type C | Gamesa | HTK | 104 |  | Sitac - Morbi | North & west | EDF | EDF | 29.06.2016 | Morbi
100262189 | G3T-RB14 | G3T-RB14 | N/A | WSG162600.02 | P_SP00_16 |  | Cantarey | Gamesa | HTK | 104 |  | Sitac - Morbi | North & west | EDF | EDF | 06.08.2016 | Morbi
100262190 | G3T-RB21 | G3T-RB21 | N/A | WSG162600.02 | P_SP00_16 |  | Cantarey | Gamesa | HTK | 104 |  | Sitac - Morbi | North & west | EDF | EDF | 06.08.2016 | Morbi
100262207 | G3T-RB10 | G3T-RB10 | N/A | WSG162600.02 | P_SP00_16 |  | Cantarey | Gamesa | HTK | 104 |  | Sitac - Morbi | North & west | EDF | EDF | 29.06.2016 | Morbi
100262209 | G3T-RB15 | G3T-RB15 | N/A | WSG162600.02 | P_SP00_16 |  | ABB Type C | Gamesa | HTK | 104 |  | Sitac - Morbi | North & west | EDF | EDF | 06.08.2016 | Morbi
100262210 | G3T-NC06 | G3T-NC06 | N/A | WSG162600.02 | P_SP00_16 |  | ABB Type C | Gamesa | HTK | 104 |  | Sitac - Morbi | North & west | EDF | EDF | 29.06.2016 | Morbi
100262212 | G3T-RB11 | G3T-RB11 | N/A | WSG162600.02 | P_SP00_16 |  | ABB Type C | Gamesa | HTK | 104 |  | Sitac - Morbi | North & west | EDF | EDF | 30.06.2016 | Morbi
100262213 | G3T-RB09 | G3T-RB09 | N/A | WSG162600.02 | P_SP00_16 |  | ABB Type C | Gamesa | HTK | 104 |  | Sitac - Morbi | North & west | EDF | EDF | 29.06.2016 | Morbi
100262214 | G3T-NC01 | G3T-NC01 | N/A | WSG162600.02 | P_SP00_16 |  | ABB Type C | Gamesa | HTK | 104 |  | Sitac - Morbi | North & west | EDF | EDF | 29-06-2016 | Morbi
100262332 |  | GD-9X-238 | WF-IN-020-1618-Y0-A-001 | WSG162600.02 | P_SP00_16 |  | Cantarey |  | HTK | 90.3 |  | Devikot | North & west | NALCO | NALCO | 03.07.2016 | North
100262289 |  | GD-9X-234 | WF-IN-020-1618-Y0-A-002 | WSG162600.02 | P_SP00_16 |  | Cantarey |  | HTK | 90.3 |  | Devikot | North & west | NALCO | NALCO | 06.07.2016 | North
100262312 |  | GD-9X-236 | WF-IN-020-1618-Y0-A-003 | WSG162600.02 | P_SP00_16 |  | Cantarey |  | HTK | 90.3 |  | Devikot | North & west | NALCO | NALCO | 01.07.2016 | North
100262327 |  | GD-9X-237 | WF-IN-020-1618-Y0-A-004 | WSG162600.02 | P_SP00_16 |  | Cantarey |  | HTK | 90.3 |  | Devikot | North & west | NALCO | NALCO | 01.07.2016 | North
100262291 |  | GD-9X-239 | WF-IN-020-1618-Y0-A-005 | WSG162600.02 | P_SP00_16 |  | Cantarey |  | HTK | 90.3 |  | Devikot | North & west | NALCO | NALCO | 06.07.2016 | North
100262333 |  | GD-9X-253 | WF-IN-020-1618-Y0-A-010 | WSG162601.01 | P_SP00_16 |  | Cantarey |  | HTK | 90.3 |  | Devikot | North & west | NALCO | NALCO | 01.09.2016 | North
100262325 |  | GD-9X-258 | WF-IN-020-1618-Y0-A-011 | WSG162600.02 | P_SP00_16 |  | Cantarey |  | HTK | 90.3 |  | Devikot | North & west | NALCO | NALCO | 31.08.2016 | North
100262334 |  | GD-9X-251 | WF-IN-020-1618-Y0-A-013 | WSG162600.02 | P_SP00_16 |  | Cantarey |  | HTK | 90.3 |  | Devikot | North & west | NALCO | NALCO | 02.09.2016 | North
100262438 |  | GD-9X-249 | WF-IN-020-1618-Y0-A-015 | WSG162600.02 | P_SP00_16 |  | Cantarey |  | HTK | 90.3 |  | Devikot | North & west | NALCO | NALCO | 01.09.2016 | North
100262480 |  | GD-9X-244 | WF-IN-020-1618-Y0-A-016 | WSG162600.02 | P_SP00_16 |  | Cantarey |  | HTK | 90.3 |  | Devikot | North & west | NALCO | NALCO | 31.09.2016 | North
100262310 |  | GD-9X-312 | WF-IN-020-1618-Y0-A-017 | WSG162601.01 | P_SP00_16 |  | Cantarey |  | HTK | 90.3 |  | Devikot | North & west | NALCO | NALCO | 01.09.2016 | North
100262482 |  | GD-9X-319 | WF-IN-020-1618-Y0-A-018 | WSG162600.02 | P_SP00_16 |  | Cantarey |  | HTK | 90.3 |  | Devikot | North & west | NALCO | NALCO | 31.09.2016 | North
100262481 |  | GD-9X-314 | WF-IN-020-1618-Y0-A-019 | WSG162600.02 | P_SP00_16 |  | Cantarey |  | HTK | 90.3 |  | Devikot | North & west | NALCO | NALCO | 01.10.2016 | North
100262439 |  | GD-9X-275 | WF-IN-020-1618-Y0-A-020 | WSG162600.02 | P_SP00_16 |  | Cantarey |  | HTK | 90.3 |  | Devikot | North & west | NALCO | NALCO | 01.10.2016 | North
100262315 |  | GD-9X-228/46 | WF-IN-020-1618-Y0-A-021 | WSG162600.02 | P_SP00_16 |  | Cantarey |  | HTK | 90.3 |  | Devikot | North & west | NALCO | NALCO | 01.10.2016 | North
100262431 |  | GD-9X-229/57 | WF-IN-020-1618-Y0-A-022 | WSG162600.02 | P_SP00_16 |  | Cantarey |  | HTK | 90.3 |  | Devikot | North & west | NALCO | NALCO | 2016-10-10 | North
100262437 |  | GD-9X-227/183 | WF-IN-020-1618-Y0-A-023 | WSG162600.02 | P_SP00_16 |  | Cantarey |  | HTK | 90.3 |  | Devikot | North & west | NALCO | NALCO | 2016-10-14 | North
100262292 |  | GD-9X-185 | WF-IN-020-1618-Y0-A-014 | WSG162600.02 | P_SP00_16 |  | Cantarey |  | HTK | 90.3 |  | Devikot | North & west | NALCO | NALCO | 31.08.2016 | North
100262316 |  | GD-9X-138 | WF-IN-020-1618-Y0-A-009 | WSG162600.02 | P_SP00_16 |  | Cantarey |  | HTK | 90.3 |  | Devikot | North & west | NALCO | NALCO | 31.08.2016 | North
100262337 |  | GD-9X-257 | WF-IN-020-1618-Y0-A-008 | WSG162600.02 | P_SP00_16 |  | Cantarey |  | HTK | 90.3 |  | Devikot | North & west | NALCO | NALCO | 2016-08-31 | North
100262335 |  | GD-9X-230 | WF-IN-020-1618-Y0-A-025 | WSG162600.02 | P_SP00_16 |  | Cantarey |  | HTK | 90.3 |  | Devikot | North & west | NALCO | NALCO | 2016-10-14 | North
100262336 |  | GD-9X-226 | WF-IN-020-1618-Y0-A-024 | WSG162600.02 | P_SP00_16 |  | Cantarey |  | HTK | 90.3 |  | Devikot | North & west | NALCO | NALCO | 2016-10-18 | North
Note on E130: Author: ON INSTRUCTION FROM S.T.O.

## G97 North & west New
Turbine | SCADA Name | Location | Function Location | Software version available | CCU Firmware | Installation date | Generator | Blade | Temperature Type | Tower height | Rotor diameter | Site | State | Customer Group | Customer | DoC | Zone
100260987 | G9787 | GJI87 | WF-IN-013-1075-Y1-A-001 | [8 empty] | JATH-G9X | North & west | Renew Wind Energy (Jath) P. Ltd | Renew Wind Energy (Jath) P. Ltd | 2012-09-29 | Jath-G9X
100261037 | G9788 | GJI88 | WF-IN-013-1075-Y0-A-004 | [8 empty] | JATH-G9X | North & west | Renew Wind Energy (Jath) P. Ltd | Renew Wind Energy (Jath) P. Ltd | 2012-09-29 | Jath-G9X
100261039 | G9790 | GJI90 | WF-IN-013-1075-Y0-A-005 | [8 empty] | JATH-G9X | North & west | Renew Wind Energy (Jath) P. Ltd | Renew Wind Energy (Jath) P. Ltd | 2012-09-29 | Jath-G9X
100261068 | G9716 | GJI16 | WF-IN-013-1075-Y0-A-010 | [8 empty] | JATH-G9X | North & west | Renew Wind Energy (Jath) P. Ltd | Renew Wind Energy (Jath) P. Ltd | 2012-10-12 | Jath-G9X
100260986 | G9718 | GJI18 | WF-IN-013-1075-Y0-A-001 | [8 empty] | JATH-G9X | North & west | Renew Wind Energy (Jath) P. Ltd | Renew Wind Energy (Jath) P. Ltd | 2012-10-04 | Jath-G9X
100261040 | G9719 | GJI19 | WF-IN-013-1075-Y0-A-006 | [8 empty] | JATH-G9X | North & west | Renew Wind Energy (Jath) P. Ltd | Renew Wind Energy (Jath) P. Ltd | 2012-10-12 | Jath-G9X
100261036 | G9720 | GJI20 | WF-IN-013-1075-Y0-A-007 | [8 empty] | JATH-G9X | North & west | Renew Wind Energy (Jath) P. Ltd | Renew Wind Energy (Jath) P. Ltd | 2012-10-04 | Jath-G9X
100260989 | G9758 | GJII58 | WF-IN-013-1075-Y0-A-002 | [8 empty] | JATH-G9X | North & west | Renew Wind Energy (Jath) P. Ltd | Renew Wind Energy (Jath) P. Ltd | 2013-02-07 | JATH-G9X
100261066 | G9784 | GJI84 | WF-IN-013-1075-Y0-A-011 | [8 empty] | JATH-G9X | North & west | Renew Wind Energy (Jath) P. Ltd | Renew Wind Energy (Jath) P. Ltd | 2013-02-07 | JATH-G9X
100261038 | #N/A | GJI86 | WF-IN-013-1075-Y0-A-014 | [8 empty] | JATH-G9X | North & west | Renew Wind Energy (Jath) P. Ltd | Renew Wind Energy (Jath) P. Ltd | 2013-02-07 | JATH-G9X
100261052 | G9776 | GJI76 | WF-IN-013-1075-Y0-A-009 | [8 empty] | JATH-G9X | North & west | Renew Wind Energy (Jath) P. Ltd | Renew Wind Energy (Jath) P. Ltd | 2013-02-07 | JATH-G9X
100261065 | G9777 | GJI77 | WF-IN-013-1075-Y0-A-008 | [8 empty] | JATH-G9X | North & west | Renew Wind Energy (Jath) P. Ltd | Renew Wind Energy (Jath) P. Ltd | 2013-02-07 | JATH-G9X
100261070 | G9707 | GJI07 | WF-IN-013-1075-Y0-A-021 | [8 empty] | JATH-G9X | North & west | Renew Wind Energy (Jath) P. Ltd | Renew Wind Energy (Jath) P. Ltd | 2013-02-26 | JATH-G9X
100261051 | G9747 | GJI47 | WF-IN-013-1075-Y0-A-039 | [8 empty] | JATH-G9X | North & west | Renew Wind Energy (Jath) P. Ltd | Renew Wind Energy (Jath) P. Ltd | 2013-04-03 | JATH-G9X
100260988 | G9723 | GJI23 | WF-IN-013-1075-Y0-A-016 | [8 empty] | JATH-G9X | North & west | Renew Wind Energy (Jath) P. Ltd | Renew Wind Energy (Jath) P. Ltd | 2013-04-03 | JATH-G9X
100261067 | IND117 | GJI117 | WF-IN-013-1075-Y0-A-012 | [8 empty] | JATH-G9X | North & west | Indorama Renewables Jath Ltd | Indorama Renewables Jath Ltd | 2013-04-08 | JATH-G9X
100261073 | IND72N | GJII72 | WF-IN-013-1075-Y0-A-026 | [8 empty] | JATH-G9X | North & west | Indorama Renewables Jath Ltd | Indorama Renewables Jath Ltd | 2013-04-08 | JATH-G9X
100261083 | IND73 | GJII73 | WF-IN-013-1075-Y0-A-029 | [8 empty] | JATH-G9X | North & west | Indorama Renewables Jath Ltd | Indorama Renewables Jath Ltd | 2013-04-08 | JATH-G9X
100261072 | IND81 | GJI81 | WF-IN-013-1075-Y0-A-015 | [8 empty] | JATH-G9X | North & west | Indorama Renewables Jath Ltd | Indorama Renewables Jath Ltd | 2013-04-08 | JATH-G9X
100261077 | IND16 | GJII16 | WF-IN-013-1075-Y0-A-027 | [8 empty] | JATH-G9X | North & west | Indorama Renewables Jath Ltd | Indorama Renewables Jath Ltd | 2013-04-08 | JATH-G9X
100261080 | IND35 | GJI35 | WF-IN-013-1075-Y0-A-037 | [8 empty] | JATH-G9X | North & west | Indorama Renewables Jath Ltd | Indorama Renewables Jath Ltd | 2013-04-08 | JATH-G9X
100261076 | IND53 | GJII53N | WF-IN-013-1075-Y0-A-028 | [8 empty] | JATH-G9X | North & west | Indorama Renewables Jath Ltd | Indorama Renewables Jath Ltd | 2013-04-08 | JATH-G9X
100261081 | IND74 | GJI74 | WF-IN-013-1075-Y0-A-025 | [8 empty] | JATH-G9X | North & west | Indorama Renewables Jath Ltd | Indorama Renewables Jath Ltd | 2013-04-08 | JATH-G9X
100261100 | IND30N | GJII30N | WF-IN-013-1075-Y0-A-031 | [8 empty] | JATH-G9X | North & west | Indorama Renewables Jath Ltd | Indorama Renewables Jath Ltd | 2013-06-26 | Jath-G9X
100261079 | IND40 | GJII40 | WF-IN-013-1075-Y0-A-032 | [8 empty] | JATH-G9X | North & west | Indorama Renewables Jath Ltd | Indorama Renewables Jath Ltd | 2013-06-26 | Jath-G9X
100261102 | IND44 | GJII44 | WF-IN-013-1075-Y0-A-033 | [8 empty] | JATH-G9X | North & west | Indorama Renewables Jath Ltd | Indorama Renewables Jath Ltd | 2013-06-26 | Jath-G9X
100261082 | IND49 | GJII49 | WF-IN-013-1075-Y0-A-034 | [8 empty] | JATH-G9X | North & west | Indorama Renewables Jath Ltd | Indorama Renewables Jath Ltd | 2013-06-26 | Jath-G9X
100261078 | IND50 | GJI50 | WF-IN-013-1075-Y0-A-035 | [8 empty] | JATH-G9X | North & west | Indorama Renewables Jath Ltd | Indorama Renewables Jath Ltd | 2013-06-26 | Jath-G9X
100261099 | G9715 | GJI15N | WF-IN-013-1075-Y0-A-019 | [8 empty] | JATH-G9X | North & west | Renew Wind Energy (Jath) P. Ltd | Renew Wind Energy (Jath) P. Ltd | 2013-06-26 | Jath-G9X
100261084 | G9797 | GJII97 | WF-IN-013-1075-Y0-A-022 | [8 empty] | JATH-G9X | North & west | Renew Wind Energy (Jath) P. Ltd | Renew Wind Energy (Jath) P. Ltd | 2013-06-30 | Jath-G9X
100261103 | G9728 | GJI28 | WF-IN-013-1075-Y0-A-017 | [8 empty] | JATH-G9X | North & west | Renew Wind Energy (Jath) P. Ltd | Renew Wind Energy (Jath) P. Ltd | 2013-06-26 | Jath-G9X
100261153 | G9770 | GJI70 | WF-IN-013-1075-Y0-A-018 | [8 empty] | JATH-G9X | North & west | Renew Wind Energy (Jath) P. Ltd | Renew Wind Energy (Jath) P. Ltd | 2013-06-26 | Jath-G9X
100261104 | G97112 | J97/1112 | WF-IN-013-1075-Y0-A-042 | [8 empty] | JATH-G9X | North & west | Renew Wind Energy (Jath) P. Ltd | Renew Wind Energy (Jath) P. Ltd | 2013-06-30 | Jath-G9X
100261107 | G97113 | J97/1113 | WF-IN-013-1075-Y0-A-038 | [8 empty] | JATH-G9X | North & west | Renew Wind Energy (Jath) P. Ltd | Renew Wind Energy (Jath) P. Ltd | 2013-06-30 | Jath-G9X
100261154 | G97122 | J97/1122 | WF-IN-013-1075-Y0-A-041 | [8 empty] | JATH-G9X | North & west | Renew Wind Energy (Jath) P. Ltd | Renew Wind Energy (Jath) P. Ltd | 2013-06-30 | Jath-G9X
100261075 | G97124 | J97/1124 | WF-IN-013-1075-Y0-A-040 | [8 empty] | JATH-G9X | North & west | Renew Wind Energy (Jath) P. Ltd | Renew Wind Energy (Jath) P. Ltd | 2013-06-30 | Jath-G9X
100261105 | G9721 | GJI21N1 | WF-IN-013-1075-Y0-A-036 | [8 empty] | JATH-G9X | North & west | Renew Wind Energy (Jath) P. Ltd | Renew Wind Energy (Jath) P. Ltd | 2013-07-19 | Jath-G9X
100261155 | G97144 | J97/1144 | WF-IN-013-1075-Y0-A-044 | [8 empty] | JATH-G9X | North & west | Renew Wind Energy (Jath) P. Ltd | Renew Wind Energy (Jath) P. Ltd | 2013-07-19 | Jath-G9X
100261106 | G97145 | J97/1145 | WF-IN-013-1075-Y0-A-043 | [8 empty] | JATH-G9X | North & west | Renew Wind Energy (Jath) P. Ltd | Renew Wind Energy (Jath) P. Ltd | 2013-07-19 | Jath-G9X
100261151 | G9733 | GJI33N | WF-IN-013-1075-Y0-A-030 | [8 empty] | JATH-G9X | North & west | Renew Wind Energy (Jath) P. Ltd | Renew Wind Energy (Jath) P. Ltd | 2013-07-19 | Jath-G9X
100261101 | IND91 | GJI91 | WF-IN-013-1075-Y0-A-023 | [8 empty] | JATH-G9X | North & west | Indorama Renewables Jath Ltd | Indorama Renewables Jath Ltd | 2013-07-24 | Jath-G9X
100261071 | IND73N | GJII73N | WF-IN-013-1075-Y0-A-029 | [8 empty] | JATH-G9X | North & west | Indorama Renewables Jath Ltd | Indorama Renewables Jath Ltd | 2013-07-24 | Jath-G9X
100261069 | G9717 | GJI17N | WF-IN-013-1075-Y0-A-013 | [8 empty] | JATH-G9X | North & west | Renew Wind Energy (Jath) P. Ltd | Renew Wind Energy (Jath) P. Ltd | 2013-07-24 | Jath-G9X
100261074 | G9776I | GJI76 | WF-IN-013-1075-Y0-A-045 | [8 empty] | JATH-G9X | North & west | Renew Wind Energy (Jath) P. Ltd | Renew Wind Energy (Jath) P. Ltd | 2013-07-19 | Jath-G9X
100261152 | G9792 | GJI92 | WF-IN-013-1075-Y0-A-020 | [8 empty] | JATH-G9X | North & west | Renew Wind Energy (Jath) P. Ltd | Renew Wind Energy (Jath) P. Ltd | 2013-08-06 | Jath-G9X
100261169 | CLPJT03 | J97/2-132(34) | WF-IN-013-1075-Y0-A-046 | [8 empty] | JATH-G9X | North & west | CLP WIND FARMS (INDIA) PRIVATE LIMITED | CLP WIND FARMS (INDIA) PRIVATE LIMITED | 2014-03-31 | JATH-G9X
100261168 | CLPJT01 | J97/1-114(215) | WF-IN-013-1075-Y0-A-047 | [8 empty] | JATH-G9X | North & west | CLP WIND FARMS (INDIA) PRIVATE LIMITED | CLP WIND FARMS (INDIA) PRIVATE LIMITED | 2014-03-31 | JATH-G9X
100261170 | CLPJT05 | J97/2-110(58) | WF-IN-013-1075-Y0-A-048 | [8 empty] | JATH-G9X | North & west | CLP WIND FARMS (INDIA) PRIVATE LIMITED | CLP WIND FARMS (INDIA) PRIVATE LIMITED | 2014-03-31 | JATH-G9X
100261167 | CLPJT04 | J97/2-114(61) | WF-IN-013-1075-Y0-A-049 | [8 empty] | JATH-G9X | North & west | CLP WIND FARMS (INDIA) PRIVATE LIMITED | CLP WIND FARMS (INDIA) PRIVATE LIMITED | 2014-03-31 | JATH-G9X
100261171 | CLPJT07 | J97/2-87(67) | WF-IN-013-1075-Y0-A-050 | [8 empty] | JATH-G9X | North & west | CLP WIND FARMS (INDIA) PRIVATE LIMITED | CLP WIND FARMS (INDIA) PRIVATE LIMITED | 2014-03-31 | JATH-G9X
100261176 | CLPJT14 | J97/2-190(125) | WF-IN-013-1075-Y0-A-051 | [8 empty] | JATH-G9X | North & west | CLP WIND FARMS (INDIA) PRIVATE LIMITED | CLP WIND FARMS (INDIA) PRIVATE LIMITED | 2014-03-31 | JATH-G9X
100261172 | CLPJT16 | J97/1-165(16/2) | WF-IN-013-1075-Y0-A-052 | [8 empty] | JATH-G9X | North & west | CLP WIND FARMS (INDIA) PRIVATE LIMITED | CLP WIND FARMS (INDIA) PRIVATE LIMITED | 2014-03-31 | JATH-G9X
100261285 | CLPJT23 | J97/2-119(88) | WF-IN-013-1075-Y0-A-053 | [8 empty] | JATH-G9X | North & west | CLP WIND FARMS (INDIA) PRIVATE LIMITED | CLP WIND FARMS (INDIA) PRIVATE LIMITED | 2014-03-31 | JATH-G9X
100261179 | CLPJT15 | J97/2-129(10) | WF-IN-013-1075-Y0-A-054 | [8 empty] | JATH-G9X | North & west | CLP WIND FARMS (INDIA) PRIVATE LIMITED | CLP WIND FARMS (INDIA) PRIVATE LIMITED | 2014-03-31 | JATH-G9X
100261181 | CLPJT02 | J97/1-102(133) | WF-IN-013-1075-Y0-A-055 | [8 empty] | JATH-G9X | North & west | CLP WIND FARMS (INDIA) PRIVATE LIMITED | CLP WIND FARMS (INDIA) PRIVATE LIMITED | 2014-03-31 | JATH-G9X
100261164 | CLPJT12 | J97/2-91(144) | WF-IN-013-1075-Y0-A-056 | [8 empty] | JATH-G9X | North & west | CLP WIND FARMS (INDIA) PRIVATE LIMITED | CLP WIND FARMS (INDIA) PRIVATE LIMITED | 2014-03-31 | JATH-G9X
100261178 | CLPJT20 | J97/1-227(167) | WF-IN-013-1075-Y0-A-057 | [8 empty] | JATH-G9X | North & west | CLP WIND FARMS (INDIA) PRIVATE LIMITED | CLP WIND FARMS (INDIA) PRIVATE LIMITED | 2014-03-31 | JATH-G9X
100261175 | CLPJT11 | J97/1-164(138) | WF-IN-013-1075-Y0-A-058 | [8 empty] | JATH-G9X | North & west | CLP WIND FARMS (INDIA) PRIVATE LIMITED | CLP WIND FARMS (INDIA) PRIVATE LIMITED | 2014-03-31 | JATH-G9X
100261166 | CLPJT19 | J97/1-166(210) | WF-IN-013-1075-Y0-A-059 | [8 empty] | JATH-G9X | North & west | CLP WIND FARMS (INDIA) PRIVATE LIMITED | CLP WIND FARMS (INDIA) PRIVATE LIMITED | 2014-03-31 | JATH-G9X
100261289 | CLPJT10 | J97/1-231(88,86) | WF-IN-013-1075-Y0-A-060 | [8 empty] | JATH-G9X | North & west | CLP WIND FARMS (INDIA) PRIVATE LIMITED | CLP WIND FARMS (INDIA) PRIVATE LIMITED | 2014-03-31 | JATH-G9X
100261247 | CLPJT21 | J97/1-197(146) | WF-IN-013-1075-Y0-A-061 | [8 empty] | JATH-G9X | North & west | CLP WIND FARMS (INDIA) PRIVATE LIMITED | CLP WIND FARMS (INDIA) PRIVATE LIMITED | 2014-03-31 | JATH-G9X
100261287 | CLPJT17 | J97/1-228(384) | WF-IN-013-1075-Y0-A-062 | [8 empty] | JATH-G9X | North & west | CLP WIND FARMS (INDIA) PRIVATE LIMITED | CLP WIND FARMS (INDIA) PRIVATE LIMITED | 2014-03-31 | JATH-G9X
100261290 | CLPJT06 | J97/2-16(173) | WF-IN-013-1075-Y0-A-063 | [8 empty] | JATH-G9X | North & west | CLP WIND FARMS (INDIA) PRIVATE LIMITED | CLP WIND FARMS (INDIA) PRIVATE LIMITED | 2014-03-31 | JATH-G9X
100261284 | CLPJT09 | J97/2-41(218) | WF-IN-013-1075-Y0-A-064 | [8 empty] | JATH-G9X | North & west | CLP WIND FARMS (INDIA) PRIVATE LIMITED | CLP WIND FARMS (INDIA) PRIVATE LIMITED | 2014-03-31 | JATH-G9X
100261286 | CLPJT24 | J97/1-185(68) | WF-IN-013-1075-Y0-A-065 | [8 empty] | JATH-G9X | North & west | CLP WIND FARMS (INDIA) PRIVATE LIMITED | CLP WIND FARMS (INDIA) PRIVATE LIMITED | 2014-03-31 | JATH-G9X
100261212 | CLPJT08 | J97/2-42(218) | WF-IN-013-1075-Y0-A-066 | [8 empty] | JATH-G9X | North & west | CLP WIND FARMS (INDIA) PRIVATE LIMITED | CLP WIND FARMS (INDIA) PRIVATE LIMITED | 2014-03-31 | JATH-G9X
100261200 | CLPJT18 | J97/1-226(96) | WF-IN-013-1075-Y0-A-067 | [8 empty] | JATH-G9X | North & west | CLP WIND FARMS (INDIA) PRIVATE LIMITED | CLP WIND FARMS (INDIA) PRIVATE LIMITED | 2014-03-31 | JATH-G9X
100261223 | CLPJT27 | J97/1-163(253,256) | WF-IN-013-1075-Y0-A-068 | [8 empty] | JATH-G9X | North & west | CLP WIND FARMS (INDIA) PRIVATE LIMITED | CLP WIND FARMS (INDIA) PRIVATE LIMITED | 2014-03-31 | JATH-G9X
100261257 | CLPJT28 | J97/1-173(239) | WF-IN-013-1075-Y0-A-069 | [8 empty] | JATH-G9X | North & west | CLP WIND FARMS (INDIA) PRIVATE LIMITED | CLP WIND FARMS (INDIA) PRIVATE LIMITED | 2014-03-31 | JATH-G9X
100261255 | CLPJT29 | J97/1-239(343) | WF-IN-013-1075-Y0-A-070 | [8 empty] | JATH-G9X | North & west | CLP WIND FARMS (INDIA) PRIVATE LIMITED | CLP WIND FARMS (INDIA) PRIVATE LIMITED | 2014-03-31 | JATH-G9X
100261198 | CLPJT26 | J97/1-248(147) | WF-IN-013-1075-Y0-A-071 | [8 empty] | JATH-G9X | North & west | CLP WIND FARMS (INDIA) PRIVATE LIMITED | CLP WIND FARMS (INDIA) PRIVATE LIMITED | 2014-03-31 | JATH-G9X
100261165 | CLPJT25 | J97/2-145(24) | WF-IN-013-1075-Y0-A-072 | [8 empty] | JATH-G9X | North & west | CLP WIND FARMS (INDIA) PRIVATE LIMITED | CLP WIND FARMS (INDIA) PRIVATE LIMITED | 2014-03-31 | JATH-G9X
100261177 | CLPJT22 | J97/2-128(49) | WF-IN-013-1075-Y0-A-073 | [8 empty] | JATH-G9X | North & west | CLP WIND FARMS (INDIA) PRIVATE LIMITED | CLP WIND FARMS (INDIA) PRIVATE LIMITED | 2014-03-31 | JATH-G9X
100261180 | CLPJT30 | J97/2-161(48) | WF-IN-013-1075-Y0-A-074 | [8 empty] | JATH-G9X | North & west | CLP WIND FARMS (INDIA) PRIVATE LIMITED | CLP WIND FARMS (INDIA) PRIVATE LIMITED | 2014-03-31 | JATH-G9X
100261197 | CLPJT13 | J97/1-147(120) | WF-IN-013-1075-Y0-A-075 | [8 empty] | JATH-G9X | North & west | CLP WIND FARMS (INDIA) PRIVATE LIMITED | CLP WIND FARMS (INDIA) PRIVATE LIMITED | 2014-03-31 | JATH-G9X
100261333 | P034 | G34 | WF-IN-013-1249-Y0-A-014 | [8 empty] | Mirkala-G9X (Panama) | North & west | PANAMA WIND ENERGY GODAWARI PRIVATE LIMITED | PANAMA WIND ENERGY GODAWARI PRIVATE LIMITED | 2014-04-11 | Jath-G9X
100261338 | P037 | G37 | WF-IN-013-1249-Y0-A-017 | [8 empty] | Mirkala-G9X (Panama) | North & west | PANAMA WIND ENERGY GODAWARI PRIVATE LIMITED | PANAMA WIND ENERGY GODAWARI PRIVATE LIMITED | 2014-04-06 | Jath-G9X
100261334 | P033 | G33 | WF-IN-013-1249-Y0-A-013 | [8 empty] | Mirkala-G9X (Panama) | North & west | PANAMA WIND ENERGY GODAWARI PRIVATE LIMITED | PANAMA WIND ENERGY GODAWARI PRIVATE LIMITED | 2014-04-10 | Jath-G9X
100261372 | P035 | G35 | WF-IN-013-1249-Y0-A-015 | [8 empty] | Mirkala-G9X (Panama) | North & west | PANAMA WIND ENERGY GODAWARI PRIVATE LIMITED | PANAMA WIND ENERGY GODAWARI PRIVATE LIMITED | 2014-04-09 | Jath-G9X
100261336 | P040 | G40 | WF-IN-013-1249-Y0-A-020 | [8 empty] | Mirkala-G9X (Panama) | North & west | PANAMA WIND ENERGY GODAWARI PRIVATE LIMITED | PANAMA WIND ENERGY GODAWARI PRIVATE LIMITED | 2014-04-05 | Jath-G9X
100261371 | P036 | G36 | WF-IN-013-1249-Y0-A-016 | [8 empty] | Mirkala-G9X (Panama) | North & west | PANAMA WIND ENERGY GODAWARI PRIVATE LIMITED | PANAMA WIND ENERGY GODAWARI PRIVATE LIMITED | 2014-04-09 | Jath-G9X
100261337 | P029 | G29 | WF-IN-013-1249-Y0-A-009 | [8 empty] | Mirkala-G9X (Panama) | North & west | PANAMA WIND ENERGY GODAWARI PRIVATE LIMITED | PANAMA WIND ENERGY GODAWARI PRIVATE LIMITED | 2014-04-29 | Jath-G9X
100261374 | P039 | G39 | WF-IN-013-1249-Y0-A-019 | [8 empty] | Mirkala-G9X (Panama) | North & west | PANAMA WIND ENERGY GODAWARI PRIVATE LIMITED | PANAMA WIND ENERGY GODAWARI PRIVATE LIMITED | 2014-04-06 | Jath-G9X
100261341 | P031 | G31 | WF-IN-013-1249-Y0-A-011 | [8 empty] | Mirkala-G9X (Panama) | North & west | PANAMA WIND ENERGY GODAWARI PRIVATE LIMITED | PANAMA WIND ENERGY GODAWARI PRIVATE LIMITED | 2014-04-04 | Jath-G9X
100261366 | P025 | G25 | WF-IN-013-1249-Y0-A-006 | [8 empty] | Mirkala-G9X (Panama) | North & west | PANAMA WIND ENERGY GODAWARI PRIVATE LIMITED | PANAMA WIND ENERGY GODAWARI PRIVATE LIMITED | 2014-04-08 | Jath-G9X
100261340 | P030 | G30 | WF-IN-013-1249-Y0-A-010 | [8 empty] | Mirkala-G9X (Panama) | North & west | PANAMA WIND ENERGY GODAWARI PRIVATE LIMITED | PANAMA WIND ENERGY GODAWARI PRIVATE LIMITED | 2014-04-04 | Jath-G9X
100261368 | P024 | G24 | WF-IN-013-1249-Y0-A-005 | [8 empty] | Mirkala-G9X (Panama) | North & west | PANAMA WIND ENERGY GODAWARI PRIVATE LIMITED | PANAMA WIND ENERGY GODAWARI PRIVATE LIMITED | 2014-04-02 | Jath-G9X
100261410 | P021 | G21 | WF-IN-013-1249-Y0-A-003 | [8 empty] | Mirkala-G9X (Panama) | North & west | PANAMA WIND ENERGY GODAWARI PRIVATE LIMITED | PANAMA WIND ENERGY GODAWARI PRIVATE LIMITED | 2014-08-19 | Jath-G9X
100261399 | P022 | G22 | WF-IN-013-1249-Y0-A-004 | [8 empty] | Mirkala-G9X (Panama) | North & west | PANAMA WIND ENERGY GODAWARI PRIVATE LIMITED | PANAMA WIND ENERGY GODAWARI PRIVATE LIMITED | 2014-08-19 | Jath-G9X
100261392 | P023 | G23 | WF-IN-013-1249-Y0-A-034 | [8 empty] | Mirkala-G9X (Panama) | North & west | PANAMA WIND ENERGY GODAWARI PRIVATE LIMITED | PANAMA WIND ENERGY GODAWARI PRIVATE LIMITED | 2014-08-19 | Jath-G9X
100261396 | P005 | G05 | WF-IN-013-1249-Y0-A-025 | [8 empty] | Mirkala-G9X (Panama) | North & west | PANAMA WIND ENERGY GODAWARI PRIVATE LIMITED | PANAMA WIND ENERGY GODAWARI PRIVATE LIMITED | 2014-08-19 | Jath-G9X
100261369 | P032 | G32 | WF-IN-013-1249-Y0-A-012 | [8 empty] | Mirkala-G9X (Panama) | North & west | PANAMA WIND ENERGY GODAWARI PRIVATE LIMITED | PANAMA WIND ENERGY GODAWARI PRIVATE LIMITED | 2014-07-18 | Jath-G9X
100261339 | P028 | G28 | WF-IN-013-1249-Y0-A-008 | [8 empty] | Mirkala-G9X (Panama) | North & west | PANAMA WIND ENERGY GODAWARI PRIVATE LIMITED | PANAMA WIND ENERGY GODAWARI PRIVATE LIMITED | 2014-07-18 | Jath-G9X
100261367 | P027 | G27 | WF-IN-013-1249-Y0-A-007 | [8 empty] | Mirkala-G9X (Panama) | North & west | PANAMA WIND ENERGY GODAWARI PRIVATE LIMITED | PANAMA WIND ENERGY GODAWARI PRIVATE LIMITED | 2014-07-18 | Jath-G9X
100261403 | P038 | G38 | WF-IN-013-1249-Y0-A-018 | [8 empty] | Mirkala-G9X (Panama) | North & west | PANAMA WIND ENERGY GODAWARI PRIVATE LIMITED | PANAMA WIND ENERGY GODAWARI PRIVATE LIMITED | 2014-07-18 | Jath-G9X
100261404 | P026 | G26 | WF-IN-013-1249-Y0-A-035 | [8 empty] | Mirkala-G9X (Panama) | North & west | PANAMA WIND ENERGY GODAWARI PRIVATE LIMITED | PANAMA WIND ENERGY GODAWARI PRIVATE LIMITED | 2014-07-18 | Jath-G9X
100261409 | P014 | G14 | WF-IN-013-1249-Y0-A-001 | [8 empty] | Mirkala-G9X (Panama) | North & west | PANAMA WIND ENERGY GODAWARI PRIVATE LIMITED | PANAMA WIND ENERGY GODAWARI PRIVATE LIMITED | 2014-08-26 | Jath-G9X
100261393 | P015 | G15 | WF-IN-013-1249-Y0-A-002 | [8 empty] | Mirkala-G9X (Panama) | North & west | PANAMA WIND ENERGY GODAWARI PRIVATE LIMITED | PANAMA WIND ENERGY GODAWARI PRIVATE LIMITED | 2014-08-26 | Jath-G9X
100261394 | P017 | G17 | WF-IN-013-1249-Y0-A-037 | [8 empty] | Mirkala-G9X (Panama) | North & west | PANAMA WIND ENERGY GODAWARI PRIVATE LIMITED | PANAMA WIND ENERGY GODAWARI PRIVATE LIMITED | 2014-08-26 | Jath-G9X
100261370 | P012 | G12 | 0 | [8 empty] | Mirkala-G9X (Panama) | North & west | PANAMA WIND ENERGY GODAWARI PRIVATE LIMITED | PANAMA WIND ENERGY GODAWARI PRIVATE LIMITED | 2014-09-02 | Jath-G9X
100261219 | P013 | G13 | 0 | [8 empty] | Mirkala-G9X (Panama) | North & west | PANAMA WIND ENERGY GODAWARI PRIVATE LIMITED | PANAMA WIND ENERGY GODAWARI PRIVATE LIMITED | 2014-09-02 | Jath-G9X
100261402 | P016 | G16 | 0 | [8 empty] | Mirkala-G9X (Panama) | North & west | PANAMA WIND ENERGY GODAWARI PRIVATE LIMITED | PANAMA WIND ENERGY GODAWARI PRIVATE LIMITED | 2014-08-28 | Jath-G9X
100261361 | P007 | G07 | 0 | [8 empty] | Mirkala-G9X (Panama) | North & west | PANAMA WIND ENERGY GODAWARI PRIVATE LIMITED | PANAMA WIND ENERGY GODAWARI PRIVATE LIMITED | 2014-09-19 | Jath-G9X
100261398 | P008 | G08 | 0 | [8 empty] | Mirkala-G9X (Panama) | North & west | PANAMA WIND ENERGY GODAWARI PRIVATE LIMITED | PANAMA WIND ENERGY GODAWARI PRIVATE LIMITED | 2014-09-22 | Jath-G9X
100261400 | P019 | G19 | 0 | [8 empty] | Mirkala-G9X (Panama) | North & west | PANAMA WIND ENERGY GODAWARI PRIVATE LIMITED | PANAMA WIND ENERGY GODAWARI PRIVATE LIMITED | 2014-09-26 | Jath-G9X
100261385 | P001 | G01 | 0 | [8 empty] | Mirkala-G9X (Panama) | North & west | PANAMA WIND ENERGY GODAWARI PRIVATE LIMITED | PANAMA WIND ENERGY GODAWARI PRIVATE LIMITED | 2014-10-07 | Jath-G9X
100261573 | P002 | G02 | 0 | [8 empty] | Mirkala-G9X (Panama) | North & west | PANAMA WIND ENERGY GODAWARI PRIVATE LIMITED | PANAMA WIND ENERGY GODAWARI PRIVATE LIMITED | 2014-10-07 | Jath-G9X
100261397 | P003 | G03 | 0 | [8 empty] | Mirkala-G9X (Panama) | North & west | PANAMA WIND ENERGY GODAWARI PRIVATE LIMITED | PANAMA WIND ENERGY GODAWARI PRIVATE LIMITED | 2014-10-07 | Jath-G9X
100261342 | P004 | G04 | 0 | [8 empty] | Mirkala-G9X (Panama) | North & west | PANAMA WIND ENERGY GODAWARI PRIVATE LIMITED | PANAMA WIND ENERGY GODAWARI PRIVATE LIMITED | 2014-10-07 | Jath-G9X
100261216 | P006 | G06 | 0 | [8 empty] | Mirkala-G9X (Panama) | North & west | PANAMA WIND ENERGY GODAWARI PRIVATE LIMITED | PANAMA WIND ENERGY GODAWARI PRIVATE LIMITED | 2014-10-07 | Jath-G9X
100261253 | P009 | G09 | 0 | [8 empty] | Mirkala-G9X (Panama) | North & west | PANAMA WIND ENERGY GODAWARI PRIVATE LIMITED | PANAMA WIND ENERGY GODAWARI PRIVATE LIMITED | 2014-10-07 | Jath-G9X
100261401 | P010 | G10 | 0 | [8 empty] | Mirkala-G9X (Panama) | North & west | PANAMA WIND ENERGY GODAWARI PRIVATE LIMITED | PANAMA WIND ENERGY GODAWARI PRIVATE LIMITED | 2014-10-07 | Jath-G9X
100261173 | P011 | G11 | 0 | [8 empty] | Mirkala-G9X (Panama) | North & west | PANAMA WIND ENERGY GODAWARI PRIVATE LIMITED | PANAMA WIND ENERGY GODAWARI PRIVATE LIMITED | 2014-10-07 | Jath-G9X
100261254 | P018 | G18 | 0 | [8 empty] | Mirkala-G9X (Panama) | North & west | PANAMA WIND ENERGY GODAWARI PRIVATE LIMITED | PANAMA WIND ENERGY GODAWARI PRIVATE LIMITED | 2014-10-07 | Jath-G9X
100261395 | P020 | G20 | 0 | [8 empty] | Mirkala-G9X (Panama) | North & west | PANAMA WIND ENERGY GODAWARI PRIVATE LIMITED | PANAMA WIND ENERGY GODAWARI PRIVATE LIMITED | 2014-10-07 | Jath-G9X
100261446 | G9701 | GK01 | Gujarat | [8 empty] | MOTAGUNDA | North & west | CERA SANITARYWARE LTD | CERA SANITARYWARE LTD | 2015-01-02 | MOTAGUNDA
100261459 | G9702 | GK02 | Gujarat | [8 empty] | MOTAGUNDA | North & west | CERA SANITARYWARE LTD | CERA SANITARYWARE LTD | 2015-01-02 | MOTAGUNDA
100261354 | EN06 | J97/2-164(6) | 0 | [8 empty] | JATH-G9X | North & west | ENERGON POWER RESOURCES PRIVATE LTD | ENERGON POWER RESOURCES PRIVATE LTD | 2015-02-07 | JATH-G9X
100261353 | EN361 | J97/1-233(361) | 0 | [8 empty] | JATH-G9X | North & west | ENERGON POWER RESOURCES PRIVATE LTD | ENERGON POWER RESOURCES PRIVATE LTD | 2015-02-20 | JATH-G9X
100261348 | #N/A | J97/1-268(21) | 0 | [8 empty] | JATH-G9X | North & west | ENERGON POWER RESOURCES PRIVATE LTD | ENERGON POWER RESOURCES PRIVATE LTD | 2015-02-19 | JATH-G9X
100261346 | #N/A | J97/1-272(17) | 0 | [8 empty] | JATH-G9X | North & west | ENERGON POWER RESOURCES PRIVATE LTD | ENERGON POWER RESOURCES PRIVATE LTD | 2015-02-19 | JATH-G9X
100261349 | #N/A | J97/2-5 (46) | 0 | [8 empty] | JATH-G9X | North & west | ENERGON POWER RESOURCES PRIVATE LTD | ENERGON POWER RESOURCES PRIVATE LTD | 2015-02-07 | JATH-G9X
100261343 | #N/A | J97/1-242(110) | 0 | [8 empty] | JATH-G9X | North & west | ENERGON POWER RESOURCES PRIVATE LTD | ENERGON POWER RESOURCES PRIVATE LTD | 2015-02-05 | JATH-G9X
100261355 | EN103 | J97/1-261(103) | 0 | [8 empty] | JATH-G9X | North & west | ENERGON POWER RESOURCES PRIVATE LTD | ENERGON POWER RESOURCES PRIVATE LTD | 2015-02-18 | JATH-G9X
100261345 | #N/A | J97/2-166(25) | 0 | [8 empty] | JATH-G9X | North & west | ENERGON POWER RESOURCES PRIVATE LTD | ENERGON POWER RESOURCES PRIVATE LTD | 2015-02-19 | JATH-G9X
100261347 | #N/A | J97/1-275(59) | 0 | [8 empty] | JATH-G9X | North & west | ENERGON POWER RESOURCES PRIVATE LTD | ENERGON POWER RESOURCES PRIVATE LTD | 2015-02-07 | JATH-G9X
100261350 | #N/A | J97/2-165(11/12) | 0 | [8 empty] | JATH-G9X | North & west | ENERGON POWER RESOURCES PRIVATE LTD | ENERGON POWER RESOURCES PRIVATE LTD | 2015-02-07 | JATH-G9X
100261668 | #N/A | GA9X90 | WF-IN-006-1491-YO-A-001-MDN | [8 empty] | PATAN-G9X | North & west | OIL INDIA LIMITED | OIL INDIA LIMITED | 2015-03-26 | PATAN-G9X
100261675 | #N/A | GA9X91 | WF-IN-006-1491-YO-A-002-MDN | [8 empty] | PATAN-G9X | North & west | OIL INDIA LIMITED | OIL INDIA LIMITED | 2015-03-26 | PATAN-G9X
100261673 | #N/A | GA9X92 | WF-IN-006-1491-YO-A-003-MDN | [8 empty] | PATAN-G9X | North & west | OIL INDIA LIMITED | OIL INDIA LIMITED | 2015-03-26 | PATAN-G9X
100261711 | #N/A | GA9X100 | WF-IN-006-1491-YO-A-007-MDN | [8 empty] | PATAN-G9X | North & west | OIL INDIA LIMITED | OIL INDIA LIMITED | 2015-03-26 | PATAN-G9X
100261669 | #N/A | GA9X101 | WF-IN-006-1491-YO-A-004-MDN | [8 empty] | PATAN-G9X | North & west | OIL INDIA LIMITED | OIL INDIA LIMITED | 2015-03-26 | PATAN-G9X
100261674 | #N/A | GA9X102 | WF-IN-006-1491-YO-A-008-MDN | [8 empty] | PATAN-G9X | North & west | OIL INDIA LIMITED | OIL INDIA LIMITED | 2015-03-26 | PATAN-G9X
100261712 | #N/A | GA9X108 | WF-IN-006-1491-YO-A-005 | [8 empty] | PATAN-G9X | North & west | OIL INDIA LIMITED | OIL INDIA LIMITED | 2015-03-26 | PATAN-G9X
100261660 | #N/A | KG05 | WF-IN-006-1491-YO-A-006-MDN | [8 empty] | PATAN-G9X | North & west | OIL INDIA LIMITED | OIL INDIA LIMITED | 2015-03-26 | PATAN-G9X
100261622 | G97-01 | GA05(508) | WF-IN-020-1314-Y1-A-019 | [8 empty] | GUNGA-G9X | North & west | HERO FUTURE ENERGIES | CLEAN WIND POWER (DEVGARH) PVT.LTD. | 2015-03-03 | GUNGA-G9X
100261621 | G97-02 | GA01(718/537) | WF-IN-020-1314-Y1-A-018 | [8 empty] | GUNGA-G9X | North & west | HERO FUTURE ENERGIES | CLEAN WIND POWER (DEVGARH) PVT.LTD. | 2015-03-21 | GUNGA-G9X
100261628 | G97-03 | GA02(720/537) | WF-IN-020-1314-Y1-A-016 | [8 empty] | GUNGA-G9X | North & west | HERO FUTURE ENERGIES | CLEAN WIND POWER (DEVGARH) PVT.LTD. | 2015-03-03 | GUNGA-G9X
100261620 | G97-04 | GA03(534) | WF-IN-020-1314-Y1-A-010 | [8 empty] | GUNGA-G9X | North & west | HERO FUTURE ENERGIES | CLEAN WIND POWER (DEVGARH) PVT.LTD. | 2015-03-03 | GUNGA-G9X
100261618 | G97-05 | GA06(542N) | WF-IN-020-1314-Y1-A-009 | [8 empty] | GUNGA-G9X | North & west | HERO FUTURE ENERGIES | CLEAN WIND POWER (DEVGARH) PVT.LTD. | 2015-03-03 | GUNGA-G9X
100261624 | G97-06 | GA04(542) | WF-IN-020-1314-Y1-A-003 | [8 empty] | GUNGA-G9X | North & west | HERO FUTURE ENERGIES | CLEAN WIND POWER (DEVGARH) PVT.LTD. | 2015-03-03 | GUNGA-G9X
100261655 | G97-07 | GS05(598) | WF-IN-020-1314-Y1-A-014 | [8 empty] | GUNGA-G9X | North & west | HERO FUTURE ENERGIES | CLEAN WIND POWER (DEVGARH) PVT.LTD. | 2015-03-18 | GUNGA-G9X
100261614 | G97-08 | GS06(586) | WF-IN-020-1314-Y1-A-008 | [8 empty] | GUNGA-G9X | North & west | HERO FUTURE ENERGIES | CLEAN WIND POWER (DEVGARH) PVT.LTD. | 2015-03-18 | GUNGA-G9X
100261657 | G97-09 | GS07(393) | WF-IN-020-1314-Y1-A-012 | [8 empty] | GUNGA-G9X | North & west | HERO FUTURE ENERGIES | CLEAN WIND POWER (DEVGARH) PVT.LTD. | 2015-03-18 | GUNGA-G9X
100261617 | G97-10 | GA08(472) | WF-IN-020-1314-Y1-A-002 | [8 empty] | GUNGA-G9X | North & west | HERO FUTURE ENERGIES | CLEAN WIND POWER (DEVGARH) PVT.LTD. | 2015-03-18 | GUNGA-G9X
100261613 | G97-11 | GS03(170/139) | WF-IN-020-1314-Y1-A-001 | [8 empty] | GUNGA-G9X | North & west | HERO FUTURE ENERGIES | CLEAN WIND POWER (DEVGARH) PVT.LTD. | 2015-03-03 | GUNGA-G9X
100261619 | G97-12 | GS02(142) | WF-IN-020-1314-Y1-A-006 | [8 empty] | GUNGA-G9X | North & west | HERO FUTURE ENERGIES | CLEAN WIND POWER (DEVGARH) PVT.LTD. | 2015-03-21 | GUNGA-G9X
100261626 | G97-13 | GS01(25) | WF-IN-020-1314-Y1-A-004 | [8 empty] | GUNGA-G9X | North & west | HERO FUTURE ENERGIES | CLEAN WIND POWER (DEVGARH) PVT.LTD. | 2015-03-03 | GUNGA-G9X
100261658 | G97-14 | GG07(129) | WF-IN-020-1314-Y1-A-013 | [8 empty] | GUNGA-G9X | North & west | HERO FUTURE ENERGIES | CLEAN WIND POWER (DEVGARH) PVT.LTD. | 2015-03-18 | GUNGA-G9X
100261627 | G97-15 | GG08(132) | WF-IN-020-1314-Y1-A-011 | [8 empty] | GUNGA-G9X | North & west | HERO FUTURE ENERGIES | CLEAN WIND POWER (DEVGARH) PVT.LTD. | 2015-03-03 | GUNGA-G9X
100261616 | G97-16 | GG01(428) | WF-IN-020-1314-Y1-A-005 | [8 empty] | GUNGA-G9X | North & west | HERO FUTURE ENERGIES | CLEAN WIND POWER (DEVGARH) PVT.LTD. | 2015-03-03 | GUNGA-G9X
100261625 | G97-17 | GG06(431) | WF-IN-020-1314-Y1-A-007 | [8 empty] | GUNGA-G9X | North & west | HERO FUTURE ENERGIES | CLEAN WIND POWER (DEVGARH) PVT.LTD. | 2015-03-03 | GUNGA-G9X
100261623 | G97-18 | GG02(425) | WF-IN-020-1314-Y1-A-020 | [8 empty] | GUNGA-G9X | North & west | HERO FUTURE ENERGIES | CLEAN WIND POWER (DEVGARH) PVT.LTD. | 2015-03-03 | GUNGA-G9X
100261656 | G97-19 | GG03(224) | WF-IN-020-1314-Y1-A-017 | [8 empty] | GUNGA-G9X | North & west | HERO FUTURE ENERGIES | CLEAN WIND POWER (DEVGARH) PVT.LTD. | 2015-03-03 | GUNGA-G9X
100261654 | G97-20 | GG04(225) | WF-IN-020-1314-Y1-A-015 | [8 empty] | GUNGA-G9X | North & west | HERO FUTURE ENERGIES | CLEAN WIND POWER (DEVGARH) PVT.LTD. | 2015-03-18 | GUNGA-G9X
100261595 | #N/A | J97/1258(324) | WF-IN-013-1075-Y0-A-087-MDN | [8 empty] | JATH-G9X | North & west | Energon Power Resources Private Ltd | Energon Power Resources Private Ltd | 2015-03-29 | JATH-G9X
100261599 | #N/A | J97/2175(33) | WF-IN-013-1075-Y0-A-086-MDN | [8 empty] | JATH-G9X | North & west | Energon Power Resources Private Ltd | Energon Power Resources Private Ltd | 2015-03-29 | JATH-G9X
100261352 | #N/A | J97/1234(54) | WF-IN-013-1075-Y0-A-089-MDN | [8 empty] | JATH-G9X | North & west | Energon Power Resources Private Ltd | Energon Power Resources Private Ltd | 2015-03-29 | JATH-G9X
100261587 | #N/A | J97/259(92) | WF-IN-013-1075-Y0-A-088-MDN | [8 empty] | JATH-G9X | North & west | Energon Power Resources Private Ltd | Energon Power Resources Private Ltd | 2015-03-29 | JATH-G9X
100261351 | #N/A | J97/2201(2) | WF-IN-013-1075-Y0-A-090 | [8 empty] | JATH-G9X | North & west | Energon Power Resources Private Ltd | Energon Power Resources Private Ltd | 2015-03-29 | JATH-G9X
100261501 | G97-15N | GCH15N | WF-IN-012-1487-Y0-A-016 | [8 empty] | CHANDGARH-G9X | North & west | OIL INDIA LIMITED | OIL INDIA LIMITED | 2015-03-31 | CHANDGARH_G9X
100261502 | G97-31N | GCH31N | WF-IN-012-1487-Y0-A-017 | [8 empty] | CHANDGARH-G9X | North & west | OIL INDIA LIMITED | OIL INDIA LIMITED | 2015-03-31 | CHANDGARH_G9X
100261509 | G97-33 | GCH33N | WF-IN-012-1487-Y0-A-002 | [8 empty] | CHANDGARH-G9X | North & west | OIL INDIA LIMITED | OIL INDIA LIMITED | 2015-03-31 | CHANDGARH_G9X
100261495 | G97-42N | GCH42N | WF-IN-012-1487-Y0-A-003 | [8 empty] | CHANDGARH-G9X | North & west | OIL INDIA LIMITED | OIL INDIA LIMITED | 2015-03-31 | CHANDGARH_G9X
100261516 | G97-50 | GCH50N | WF-IN-012-1487-Y0-A-005 | [8 empty] | CHANDGARH-G9X | North & west | OIL INDIA LIMITED | OIL INDIA LIMITED | 2015-03-31 | CHANDGARH_G9X
100261545 | G97-51 | GCH51N | WF-IN-012-1487-Y0-A-001 | [8 empty] | CHANDGARH-G9X | North & west | OIL INDIA LIMITED | OIL INDIA LIMITED | 2015-03-31 | CHANDGARH_G9X
100261510 | G97-53 | GCH53N | WF-IN-012-1487-Y0-A-004 | [8 empty] | CHANDGARH-G9X | North & west | OIL INDIA LIMITED | OIL INDIA LIMITED | 2015-03-31 | CHANDGARH_G9X
100261513 | G97-54 | GCH54N | WF-IN-012-1487-Y0-A-007 | [8 empty] | CHANDGARH-G9X | North & west | OIL INDIA LIMITED | OIL INDIA LIMITED | 2015-03-31 | CHANDGARH_G9X
100261523 | G97-55 | GCH55N3 | WF-IN-012-1487-Y0-A-009 | [8 empty] | CHANDGARH-G9X | North & west | OIL INDIA LIMITED | OIL INDIA LIMITED | 2015-03-31 | CHANDGARH_G9X
100261512 | G97-56 | GCH56 | WF-IN-012-1487-Y0-A-006 | [8 empty] | CHANDGARH-G9X | North & west | OIL INDIA LIMITED | OIL INDIA LIMITED | 2015-03-31 | CHANDGARH_G9X
100261511 | G97-62 | GCH62N | WF-IN-012-1487-Y0-A-018 | [8 empty] | CHANDGARH-G9X | North & west | OIL INDIA LIMITED | OIL INDIA LIMITED | 2015-03-31 | CHANDGARH_G9X
100261506 | G97-65 | GCH65N | WF-IN-012-1487-Y0-A-011 | [8 empty] | CHANDGARH-G9X | North & west | OIL INDIA LIMITED | OIL INDIA LIMITED | 2015-03-31 | CHANDGARH_G9X
100261487 | G97-66 | GCH66 | WF-IN-012-1487-Y0-A-015 | [8 empty] | CHANDGARH-G9X | North & west | OIL INDIA LIMITED | OIL INDIA LIMITED | 2015-03-31 | CHANDGARH_G9X
100261491 | G97-67N | GCH67N | WF-IN-012-1487-Y0-A-008 | [8 empty] | CHANDGARH-G9X | North & west | OIL INDIA LIMITED | OIL INDIA LIMITED | 2015-03-31 | CHANDGARH_G9X
100261525 | G97-73 | GCH73N2 | WF-IN-012-1487-Y0-A-012 | [8 empty] | CHANDGARH-G9X | North & west | OIL INDIA LIMITED | OIL INDIA LIMITED | 2015-03-31 | CHANDGARH_G9X
100261465 | G97-78 | GCH78 | WF-IN-012-1487-Y0-A-014 | [8 empty] | CHANDGARH-G9X | North & west | OIL INDIA LIMITED | OIL INDIA LIMITED | 2015-03-31 | CHANDGARH_G9X
100261695 | CLPCH19 | R01 | WF-IN-012-1496-Y0-A-001 | [8 empty] | CHANDGARH-G9X | North & west | CLP WIND FARMS (INDIA) PRIVATE LIMITED | CLP WIND FARMS (INDIA) PRIVATE LIMITED | 2015-03-31 | CHANDGARH_G9X
100261494 | G97-110 | GCH110 | WF-IN-012-1487-Y0-A-010 | [8 empty] | CHANDGARH-G9X | North & west | OIL INDIA LIMITED | OIL INDIA LIMITED | 2015-03-31 | CHANDGARH_G9X
100261505 | G97-120 | GCH120 | WF-IN-012-1487-Y0-A-013 | [8 empty] | CHANDGARH-G9X | North & west | OIL INDIA LIMITED | OIL INDIA LIMITED | 2015-03-31 | CHANDGARH_G9X
100261548 | G97-113 | GCH113 | WF-IN-012-1489-Y0-A-002 | [8 empty] | CHANDGARH-G9X | North & west | Interocean Shipping Company Ltd | Interocean Shipping Company Ltd | 2015-03-31 | CHANDGARH_G9X
100261743 | G97-22N | R22N | WF-IN-012-1489-Y0-A-001 | [8 empty] | CHANDGARH-G9X | North & west | Interocean Shipping Company Ltd | Interocean Shipping Company Ltd | 2015-03-31 | CHANDGARH_G9X
100261517 | G97-91 | R91 | WF-IN-012-1489-Y0-A-003 | [8 empty] | CHANDGARH-G9X | North & west | Interocean Shipping Company Ltd | Interocean Shipping Company Ltd | 2015-03-31 | CHANDGARH_G9X
100261637 | G97-119 | R119 | WF-IN-012-1488-Y0-A-001 | [8 empty] | CHANDGARH-G9X | North & west | Venus Textile Services | Venus Textile Services | 2015-03-31 | CHANDGARH_G9X
100261651 | G97-102 | R102 | WF-IN-012-1551-Y0-A-001 | [8 empty] | CHANDGARH-G9X | North & west | Neha Sharma | Neha Sharma | 2015-03-31 | CHANDGARH_G9X
100261690 | CLPCH45 | R109 | WF-IN-012-1496-Y0-A-003 | [8 empty] | CHANDGARH-G9X | North & west | CLP WIND FARMS (INDIA) PRIVATE LIMITED | CLP WIND FARMS (INDIA) PRIVATE LIMITED | 2015-03-31 | CHANDGARH_G9X
100261686 | CLPCH09 | R89 | WF-IN-012-1496-Y0-A-004 | [8 empty] | CHANDGARH-G9X | North & west | CLP WIND FARMS (INDIA) PRIVATE LIMITED | CLP WIND FARMS (INDIA) PRIVATE LIMITED | 2015-03-31 | CHANDGARH_G9X
100261687 | CLPCH14 | R17N | WF-IN-012-1496-Y0-A-005 | [8 empty] | CHANDGARH-G9X | North & west | CLP WIND FARMS (INDIA) PRIVATE LIMITED | CLP WIND FARMS (INDIA) PRIVATE LIMITED | 2015-03-31 | CHANDGARH_G9X
100261694 | CLPCH32 | R70 | WF-IN-012-1496-Y0-A-007 | [8 empty] | CHANDGARH-G9X | North & west | CLP WIND FARMS (INDIA) PRIVATE LIMITED | CLP WIND FARMS (INDIA) PRIVATE LIMITED | 2015-03-31 | CHANDGARH_G9X
100261696 | CLPCH39 | R97 | WF-IN-012-1496-Y0-A-009 | [8 empty] | CHANDGARH-G9X | North & west | CLP WIND FARMS (INDIA) PRIVATE LIMITED | CLP WIND FARMS (INDIA) PRIVATE LIMITED | 2015-03-31 | CHANDGARH_G9X
100261706 | CLPCH49 | R115 | WF-IN-012-1496-Y0-A-010 | [8 empty] | CHANDGARH-G9X | North & west | CLP WIND FARMS (INDIA) PRIVATE LIMITED | CLP WIND FARMS (INDIA) PRIVATE LIMITED | 2015-03-31 | CHANDGARH_G9X
100261742 | CLPCH48 | R113 | WF-IN-012-1496-Y0-A-008 | [8 empty] | CHANDGARH-G9X | North & west | CLP WIND FARMS (INDIA) PRIVATE LIMITED | CLP WIND FARMS (INDIA) PRIVATE LIMITED | 2015-03-31 | CHANDGARH_G9X
100261736 | CLPCH46 | R111 | WF-IN-012-1496-Y0-A-011 | [8 empty] | CHANDGARH-G9X | North & west | CLP WIND FARMS (INDIA) PRIVATE LIMITED | CLP WIND FARMS (INDIA) PRIVATE LIMITED | 2015-03-31 | CHANDGARH_G9X
100261697 | CLPCH47 | R112 | WF-IN-012-1496-Y0-A-012 | [8 empty] | CHANDGARH-G9X | North & west | CLP WIND FARMS (INDIA) PRIVATE LIMITED | CLP WIND FARMS (INDIA) PRIVATE LIMITED | 2015-03-31 | CHANDGARH_G9X
100261735 | CLPCH50 | R121 | WF-IN-012-1496-Y0-A-013 | [8 empty] | CHANDGARH-G9X | North & west | CLP WIND FARMS (INDIA) PRIVATE LIMITED | CLP WIND FARMS (INDIA) PRIVATE LIMITED | 2015-03-31 | CHANDGARH_G9X
100261596 | GJG01 | GJG01 | WF-IN-012-1007-Y0-A-001 | [8 empty] | Jamghodhrani | North & west | IPP | Energon | 2015-04-01 | NORTH
100261508 | GJG02 | GJG02 | WF-IN-012-1007-Y0-A-002 | [8 empty] | Jamghodhrani | North & west | IPP | Energon | 2015-03-31 | NORTH
100261581 | GJG03 | GJG03 | WF-IN-012-1007-Y0-A-003 | [8 empty] | Jamghodhrani | North & west | IPP | Energon | 2015-03-31 | NORTH
100261597 | GJG04 | GJG04 | WF-IN-012-1007-Y0-A-004 | [8 empty] | Jamghodhrani | North & west | IPP | Energon | 2015-04-03 | NORTH
100261529 | GJG05N1 | GJG05N1 | WF-IN-012-1007-Y0-A-005 | [8 empty] | Jamghodhrani | North & west | IPP | Energon | 2015-03-31 | NORTH
100261598 | GJG06N | GJG06N | WF-IN-012-1007-Y0-A-006 | [8 empty] | Jamghodhrani | North & west | IPP | Energon | 2015-04-01 | NORTH
100261582 | GJG07 | GJG07 | WF-IN-012-1007-Y0-A-007 | [8 empty] | Jamghodhrani | North & west | IPP | Energon | 2015-03-31 | NORTH
100261583 | GJG08 | GJG08 | WF-IN-012-1007-Y0-A-008 | [8 empty] | Jamghodhrani | North & west | IPP | Energon | 2015-03-31 | NORTH
100261585 | GJG09 | GJG09 | WF-IN-012-1007-Y0-A-009 | [8 empty] | Jamghodhrani | North & west | IPP | Energon | 2015-04-01 | NORTH
100261507 | GJG10N | GJG10N | WF-IN-012-1007-Y0-A-010 | [8 empty] | Jamghodhrani | North & west | IPP | Energon | 2015-03-31 | NORTH
100261503 | GJG11N | GJG11N | WF-IN-012-1007-Y0-A-012 | [8 empty] | Jamghodhrani | North & west | IPP | Energon | 2015-04-01 | NORTH
100261586 | GJG12N | GJG12N | WF-IN-012-1007-Y0-A-013 | [8 empty] | Jamghodhrani | North & west | IPP | Energon | 2015-04-01 | NORTH
100261584 | GJG30 | GJG30 | WF-IN-012-1007-Y0-A-014 | [8 empty] | Jamghodhrani | North & west | IPP | Energon | 2015-04-04 | NORTH
100261521 | GJG15 | GJG15 | WF-IN-012-1007-Y0-A-015 | [8 empty] | Jamghodhrani | North & west | IPP | Energon | 2015-04-02 | NORTH
100261653 | GJG 29 | GJG 29 | WF-IN-012-1007-Y0-A-011 | [8 empty] | Jamghodhrani | North & west | IPP | Energon | 2015-04-02 | NORTH
100261720 | #N/A | GV-9X-015 | WF-IN-013-1348-Y0-A-001 | [8 empty] | JATH-G9X | North & west | PUDHARI PUBLICATIONS PRIVATE LIMITED | PUDHARI PUBLICATIONS PRIVATE LIMITED | 2015-03-31 | JATH-G9X
100261500 | G97-80 | Gch 80N3 | WF-IN-012-1487-Y0-A-019 | [8 empty] | CHANDGARH-G9X | North & west | OIL INDIA LIMITED | OIL INDIA LIMITED | 2015-03-31 | CHANDGARH_G9X
100261744 | CLPCH21 | R-16N | WF-IN-012-1496-Y0-A-015 | [8 empty] | CHANDGARH_G9X | North & west | CLP WIND FARMS (INDIA) PRIVATE LIMITED | CLP WIND FARMS (INDIA) PRIVATE LIMITED | 2015-06-30 | CHANDGARH_G9X
100261739 | CLPCH23 | R-24N | WF-IN-012-1496-Y0-A-014 | [8 empty] | CHANDGARH_G9X | North & west | CLP WIND FARMS (INDIA) PRIVATE LIMITED | CLP WIND FARMS (INDIA) PRIVATE LIMITED | 2015-06-30 | CHANDGARH_G9X
100261762 | CLPCH28 | R-54N | WF-IN-012-1496-Y0-A-017 | [8 empty] | CHANDGARH_G9X | North & west | CLP WIND FARMS (INDIA) PRIVATE LIMITED | CLP WIND FARMS (INDIA) PRIVATE LIMITED | 2015-06-30 | CHANDGARH_G9X
100261737 | CLPCH25 | R-40 | WF-IN-012-1496-Y0-A-016 | [8 empty] | CHANDGARH_G9X | North & west | CLP WIND FARMS (INDIA) PRIVATE LIMITED | CLP WIND FARMS (INDIA) PRIVATE LIMITED | 2015-06-30 | CHANDGARH_G9X
100261708 | CLPCH44 | R-108 | WF-IN-012-1496-Y0-A-021 | [8 empty] | CHANDGARH_G9X | North & west | CLP WIND FARMS (INDIA) PRIVATE LIMITED | CLP WIND FARMS (INDIA) PRIVATE LIMITED | 2015-06-30 | CHANDGARH_G9X
100261745 | CLPCH41 | R-103N | WF-IN-012-1496-Y0-A-020 | [8 empty] | CHANDGARH_G9X | North & west | CLP WIND FARMS (INDIA) PRIVATE LIMITED | CLP WIND FARMS (INDIA) PRIVATE LIMITED | 2015-06-30 | CHANDGARH_G9X
100261672 | #N/A | T 7 | WF-IN-020-1490-Y0-A-001 | [8 empty] | Tanot I | North & west | Fortune Five (greenko) | TANOT WIND POWER VENTURES | 2015-06-09 | Tanot I
100261646 | #N/A | T 8 | WF-IN-020-1490-Y0-A-002 | [8 empty] | Tanot I | North & west | Fortune Five (greenko) | TANOT WIND POWER VENTURES | 2015-06-09 | Tanot I
100261678 | #N/A | T 9 | WF-IN-020-1490-Y0-A-003 | [8 empty] | Tanot I | North & west | Fortune Five (greenko) | TANOT WIND POWER VENTURES | 2015-06-09 | Tanot I
100261677 | #N/A | T 3 | WF-IN-020-1490-Y0-A-004 | [8 empty] | Tanot I | North & west | Fortune Five (greenko) | TANOT WIND POWER VENTURES | 2015-06-09 | Tanot I
100261640 | #N/A | T 1 | WF-IN-020-1490-Y0-A-005 | [8 empty] | Tanot I | North & west | Fortune Five (greenko) | TANOT WIND POWER VENTURES | 2015-06-09 | Tanot I
100261649 | #N/A | T 2 | WF-IN-020-1490-Y0-A-006 | [8 empty] | Tanot I | North & west | Fortune Five (greenko) | TANOT WIND POWER VENTURES | 2015-06-09 | Tanot I
100261642 | #N/A | T 5 | WF-IN-020-1490-Y0-A-007 | [8 empty] | Tanot I | North & west | Fortune Five (greenko) | TANOT WIND POWER VENTURES | 2015-06-09 | Tanot I
100261631 | #N/A | T 6 | WF-IN-020-1490-Y0-A-008 | [8 empty] | Tanot I | North & west | Fortune Five (greenko) | TANOT WIND POWER VENTURES | 2015-06-09 | Tanot I
100261636 | #N/A | T 4 | WF-IN-020-1490-Y0-A-009 | [8 empty] | Tanot I | North & west | Fortune Five (greenko) | TANOT WIND POWER VENTURES | 2015-06-09 | Tanot I
100261644 | #N/A | T 11 | WF-IN-020-1490-Y0-A-010 | [8 empty] | Tanot I | North & west | Fortune Five (greenko) | TANOT WIND POWER VENTURES | 2015-06-09 | Tanot I
100261648 | #N/A | T 28 | WF-IN-020-1490-Y0-A-011 | [8 empty] | Tanot I | North & west | Fortune Five (greenko) | TANOT WIND POWER VENTURES | 2015-06-09 | Tanot I
100261665 | #N/A | T 29 | WF-IN-020-1490-Y0-A-012 | [8 empty] | Tanot I | North & west | Fortune Five (greenko) | TANOT WIND POWER VENTURES | 2015-06-09 | Tanot I
100261638 | #N/A | T 38 | WF-IN-020-1490-Y0-A-013 | [8 empty] | Tanot I | North & west | Fortune Five (greenko) | TANOT WIND POWER VENTURES | 2015-06-09 | Tanot I
100261679 | #N/A | T 39 | WF-IN-020-1490-Y0-A-014 | [8 empty] | Tanot I | North & west | Fortune Five (greenko) | TANOT WIND POWER VENTURES | 2015-06-09 | Tanot I
100261683 | #N/A | T 36 | WF-IN-020-1490-Y0-A-015 | [8 empty] | Tanot I | North & west | Fortune Five (greenko) | TANOT WIND POWER VENTURES | 2015-06-09 | Tanot I
100261641 | #N/A | T 34 | WF-IN-020-1490-Y0-A-016 | [8 empty] | Tanot I | North & west | Fortune Five (greenko) | TANOT WIND POWER VENTURES | 2015-06-09 | Tanot I
100261645 | #N/A | T 37 | WF-IN-020-1490-Y0-A-017 | [8 empty] | Tanot I | North & west | Fortune Five (greenko) | TANOT WIND POWER VENTURES | 2015-06-09 | Tanot I
100261676 | #N/A | T 33 | WF-IN-020-1490-Y0-A-018 | [8 empty] | Tanot I | North & west | Fortune Five (greenko) | TANOT WIND POWER VENTURES | 2015-06-09 | Tanot I
100261671 | #N/A | T 31 | WF-IN-020-1490-Y0-A-019 | [8 empty] | Tanot I | North & west | Fortune Five (greenko) | TANOT WIND POWER VENTURES | 2015-06-09 | Tanot I
100261666 | #N/A | T32 | WF-IN-020-1490-Y0-A-020 | [8 empty] | Tanot I | North & west | Fortune Five (greenko) | TANOT WIND POWER VENTURES | 2015-06-09 | Tanot I
100261663 | #N/A | T35 | WF-IN-020-1490-Y0-A-021 | [8 empty] | Tanot I | North & west | Fortune Five (greenko) | TANOT WIND POWER VENTURES | 2015-06-09 | Tanot I
100261639 | #N/A | T12 | WF-IN-020-1490-Y0-A-022 | [8 empty] | Tanot I | North & west | Fortune Five (greenko) | TANOT WIND POWER VENTURES | 2015-06-09 | Tanot I
100261664 | #N/A | T17 | WF-IN-020-1490-Y0-A-023 | [8 empty] | Tanot I | North & west | Fortune Five (greenko) | TANOT WIND POWER VENTURES | 2015-06-09 | Tanot I
100261667 | #N/A | T14 | WF-IN-020-1490-Y0-A-024 | [8 empty] | Tanot I | North & west | Fortune Five (greenko) | TANOT WIND POWER VENTURES | 2015-06-09 | Tanot I
100261681 | #N/A | T13 | WF-IN-020-1490-Y0-A-025 | [8 empty] | Tanot I | North & west | Fortune Five (greenko) | TANOT WIND POWER VENTURES | 2015-06-09 | Tanot I
100261682 | #N/A | T16 | WF-IN-020-1490-Y0-A-026 | [8 empty] | Tanot I | North & west | Fortune Five (greenko) | TANOT WIND POWER VENTURES | 2015-06-09 | Tanot I
100261662 | #N/A | T15 | WF-IN-020-1490-Y0-A-027 | [8 empty] | Tanot I | North & west | Fortune Five (greenko) | TANOT WIND POWER VENTURES | 2015-06-09 | Tanot I
100261661 | #N/A | T18 | WF-IN-020-1490-Y0-A-028 | [8 empty] | Tanot I | North & west | Fortune Five (greenko) | TANOT WIND POWER VENTURES | 2015-06-09 | Tanot I
100261634 | #N/A | T19 | WF-IN-020-1490-Y0-A-029 | [8 empty] | Tanot I | North & west | Fortune Five (greenko) | TANOT WIND POWER VENTURES | 2015-06-09 | Tanot I
100261680 | #N/A | T30 | WF-IN-020-1490-Y0-A-030 | [8 empty] | Tanot I | North & west | Fortune Five (greenko) | TANOT WIND POWER VENTURES | 2015-06-09 | Tanot I
100261938 | G97-T21 | T21 | [9 empty] | TANOT II-G9X | North & west | GREENKO | TANOT WIND POWER VENTURIES PVT LTD | 2015-11-04 | Tanot II
100261937 | G97-T22 | T22 | [9 empty] | TANOT II-G9X | North & west | GREENKO | TANOT WIND POWER VENTURIES PVT LTD | 2015-11-06 | Tanot II
100261936 | G97-T23 | T23 | [9 empty] | TANOT II-G9X | North & west | GREENKO | TANOT WIND POWER VENTURIES PVT LTD | 2015-11-05 | Tanot II
100261893 | G97-T24 | T24 | [9 empty] | TANOT II-G9X | North & west | GREENKO | TANOT WIND POWER VENTURIES PVT LTD | 2015-11-27 | Tanot II
100261889 | G97-T25 | T25 | [9 empty] | TANOT II-G9X | North & west | GREENKO | TANOT WIND POWER VENTURIES PVT LTD | 2015-11-04 | Tanot II
100261932 | G97-T26 | T26 | [9 empty] | TANOT II-G9X | North & west | GREENKO | TANOT WIND POWER VENTURIES PVT LTD | 2015-10-29 | Tanot II
100261947 | G97-T27 | T27 | [9 empty] | TANOT II-G9X | North & west | GREENKO | TANOT WIND POWER VENTURIES PVT LTD | 2015-10-28 | Tanot II
100261885 | G97-T40 | T40 | [9 empty] | TANOT II-G9X | North & west | GREENKO | TANOT WIND POWER VENTURIES PVT LTD | 2016-01-06 | Tanot II
100261933 | G97-T41 | T41 | [9 empty] | TANOT II-G9X | North & west | GREENKO | TANOT WIND POWER VENTURIES PVT LTD | 2015-12-26 | Tanot II
100261939 | G97-T42 | T42 | [9 empty] | TANOT II-G9X | North & west | GREENKO | TANOT WIND POWER VENTURIES PVT LTD | 2015-12-27 | Tanot II
100261934 | G97-T43 | T43 | [9 empty] | TANOT II-G9X | North & west | GREENKO | TANOT WIND POWER VENTURIES PVT LTD | 2016-01-09 | Tanot II
100261892 | G97-T44 | T44 | [9 empty] | TANOT II-G9X | North & west | GREENKO | TANOT WIND POWER VENTURIES PVT LTD | 2016-01-06 | Tanot II
100261888 | G97-T45 | T45 | [9 empty] | TANOT II-G9X | North & west | GREENKO | TANOT WIND POWER VENTURIES PVT LTD | 2016-01-06 | Tanot II
100261860 | G97-T46 | T46 | [9 empty] | TANOT II-G9X | North & west | GREENKO | TANOT WIND POWER VENTURIES PVT LTD | 2016-01-06 | Tanot II
100261950 | G97-T47 | T47 | [9 empty] | TANOT II-G9X | North & west | GREENKO | TANOT WIND POWER VENTURIES PVT LTD | 2016-01-09 | Tanot II
100261935 | G97-T48 | T48 | [9 empty] | TANOT II-G9X | North & west | GREENKO | TANOT WIND POWER VENTURIES PVT LTD | 2015-12-26 | Tanot II
100261891 | G97-T49 | T49 | [9 empty] | TANOT II-G9X | North & west | GREENKO | TANOT WIND POWER VENTURIES PVT LTD | 2016-01-09 | Tanot II
100261858 | G97-T50 | T50 | [9 empty] | TANOT II-G9X | North & west | GREENKO | TANOT WIND POWER VENTURIES PVT LTD | 2016-01-09 | Tanot II
100261944 | G97-T51 | T51 | [9 empty] | TANOT II-G9X | North & west | GREENKO | TANOT WIND POWER VENTURIES PVT LTD | 2016-01-03 | Tanot II
100261955 | G97-T52 | T52 | [9 empty] | TANOT II-G9X | North & west | GREENKO | TANOT WIND POWER VENTURIES PVT LTD | 2016-01-05 | Tanot II
100261946 | G97-T53 | T53 | [9 empty] | TANOT II-G9X | North & west | GREENKO | TANOT WIND POWER VENTURIES PVT LTD | 2016-01-05 | Tanot II
100261951 | G97-T54 | T54 | [9 empty] | TANOT II-G9X | North & west | GREENKO | TANOT WIND POWER VENTURIES PVT LTD | 2016-01-05 | Tanot II
100261952 | G97-T55 | T55 | [9 empty] | TANOT II-G9X | North & west | GREENKO | TANOT WIND POWER VENTURIES PVT LTD | 2016-01-03 | Tanot II
100261949 | G97-T56 | T56 | [9 empty] | TANOT II-G9X | North & west | GREENKO | TANOT WIND POWER VENTURIES PVT LTD | 2016-01-04 | Tanot II
100261953 | G97-T57 | T57 | [9 empty] | TANOT II-G9X | North & west | GREENKO | TANOT WIND POWER VENTURIES PVT LTD | 2016-01-06 | Tanot II
100261943 | G97-T58 | T58 | [9 empty] | TANOT II-G9X | North & west | GREENKO | TANOT WIND POWER VENTURIES PVT LTD | 2016-01-09 | Tanot II
100261890 | G97-T59 | T59 | [9 empty] | TANOT II-G9X | North & west | GREENKO | TANOT WIND POWER VENTURIES PVT LTD | 2016-01-06 | Tanot II
100261945 | G97-T60 | T60 | [9 empty] | TANOT II-G9X | North & west | GREENKO | TANOT WIND POWER VENTURIES PVT LTD | 2016-01-06 | Tanot II
100261948 | G97-T61 | T61 | [9 empty] | TANOT II-G9X | North & west | GREENKO | TANOT WIND POWER VENTURIES PVT LTD | 2016-01-05 | Tanot II
100261954 | G97-T62 | T62 | [9 empty] | TANOT II-G9X | North & west | GREENKO | TANOT WIND POWER VENTURIES PVT LTD | 2016-01-05 | Tanot II
100261870 | #N/A | GA 9X-61 | Gujarat | [8 empty] | PATAN-G9X | North & west | ENERGON POWER RESOURCES PRIVATE LTD | ENERGON POWER RESOURCES PRIVATE LTD | 2015-08-06 | PATAN-G9X
100261884 | #N/A | GA 9X-64 | Gujarat | [8 empty] | PATAN-G9X | North & west | ENERGON POWER RESOURCES PRIVATE LTD | ENERGON POWER RESOURCES PRIVATE LTD | 2015-08-06 | PATAN-G9X
100261879 | #N/A | GA 9X-66 | Gujarat | [8 empty] | PATAN-G9X | North & west | ENERGON POWER RESOURCES PRIVATE LTD | ENERGON POWER RESOURCES PRIVATE LTD | 2015-08-06 | PATAN-G9X
100261911 |  | GA 9X-56 | Gujarat | [8 empty] | PATAN-G9X | North & west | ENERGON POWER RESOURCES PRIVATE LTD | ENERGON POWER RESOURCES PRIVATE LTD | 2015-08-06 | PATAN-G9X
100261871 |  | GA 9X-54 | Gujarat | [8 empty] | PATAN-G9X | North & west | ENERGON POWER RESOURCES PRIVATE LTD | ENERGON POWER RESOURCES PRIVATE LTD | 2015-09-08 | PATAN-G9X
100261872 |  | GA 9X-50 | Gujarat | [8 empty] | PATAN-G9X | North & west | ENERGON POWER RESOURCES PRIVATE LTD | ENERGON POWER RESOURCES PRIVATE LTD | 2015-09-03 | PATAN-G9X
100261864 |  | GA 9X-79 | Gujarat | [8 empty] | PATAN-G9X | North & west | ENERGON POWER RESOURCES PRIVATE LTD | ENERGON POWER RESOURCES PRIVATE LTD | 2015-08-06 | PATAN-G9X
100261868 |  | GA 9X-81 | Gujarat | [8 empty] | PATAN-G9X | North & west | ENERGON POWER RESOURCES PRIVATE LTD | ENERGON POWER RESOURCES PRIVATE LTD | 2015-08-06 | PATAN-G9X
100261867 | #N/A | GA 9X-89 | Gujarat | [8 empty] | PATAN-G9X | North & west | ENERGON POWER RESOURCES PRIVATE LTD | ENERGON POWER RESOURCES PRIVATE LTD | 2015-08-06 | PATAN-G9X
100261869 | #N/A | GA 9X-1B | Gujarat | [8 empty] | PATAN-G9X | North & west | ENERGON POWER RESOURCES PRIVATE LTD | ENERGON POWER RESOURCES PRIVATE LTD | 2015-08-06 | PATAN-G9X
100261874 |  | GA 9X-2B | Gujarat | [8 empty] | PATAN-G9X | North & west | ENERGON POWER RESOURCES PRIVATE LTD | ENERGON POWER RESOURCES PRIVATE LTD | 2015-08-06 | PATAN-G9X
100261873 |  | GA 9X-60 | Gujarat | [8 empty] | PATAN-G9X | North & west | ENERGON POWER RESOURCES PRIVATE LTD | ENERGON POWER RESOURCES PRIVATE LTD | 2015-09-13 | PATAN-G9X
100261912 |  | GA 9X-58 | Gujarat | [8 empty] | PATAN-G9X | North & west | ENERGON POWER RESOURCES PRIVATE LTD | ENERGON POWER RESOURCES PRIVATE LTD | 2015-09-14 | PATAN-G9X
100261856 | #N/A | GA 9X-45 | Gujarat | [8 empty] | PATAN-G9X | North & west | Energon Power Resources Private Ltd | Energon Power Resources Private Ltd | 2015-09-24 | PATAN-G9X
100261859 |  | GA 9X-57 | Gujarat | [8 empty] | PATAN-G9X | North & west | Energon Power Resources Private Ltd | Energon Power Resources Private Ltd | 2015-09-26 | PATAN-G9X
100261857 |  | GA 9X-33B | Gujarat | [8 empty] | PATAN-G9X | North & west | ENERGON POWER RESOURCES PRIVATE LTD | ENERGON POWER RESOURCES PRIVATE LTD | 2015-10-09 | PATAN-G9X
100261880 | #N/A | GA 9X-18B | Gujarat | [8 empty] | PATAN-G9X | North & west | ENERGON POWER RESOURCES PRIVATE LTD | ENERGON POWER RESOURCES PRIVATE LTD | 2015-10-09 | PATAN-G9X
100261881 | #N/A | GA 9X-9B | Gujarat | [8 empty] | PATAN-G9X | North & west | ENERGON POWER RESOURCES PRIVATE LTD | ENERGON POWER RESOURCES PRIVATE LTD | 2015-10-31 | PATAN-G9X
100261882 | #N/A | GA 9X-23B | Gujarat | [8 empty] | PATAN-G9X | North & west | ENERGON POWER RESOURCES PRIVATE LTD | ENERGON POWER RESOURCES PRIVATE LTD | 2015-10-31 | PATAN-G9X
100261866 | #N/A | GA 9X-27B | Gujarat | [8 empty] | PATAN-G9X | North & west | ENERGON POWER RESOURCES PRIVATE LTD | ENERGON POWER RESOURCES PRIVATE LTD | 2015-10-31 | PATAN-G9X
100261883 | #N/A | GA 9X-44 | Gujarat | [8 empty] | PATAN-G9X | North & west | ENERGON POWER RESOURCES PRIVATE LTD | ENERGON POWER RESOURCES PRIVATE LTD | 2015-10-31 | PATAN-G9X
100261862 | #N/A | GA-9X-39B | Gujarat | [8 empty] | PATAN-G9X | North & west | ENERGON POWER RESOURCES PRIVATE LTD | ENERGON POWER RESOURCES PRIVATE LTD | 2015-11-16 | PATAN-G9X
100261875 | #N/A | GA-9X-38 | Gujarat | [8 empty] | PATAN-G9X | North & west | ENERGON POWER RESOURCES PRIVATE LTD | ENERGON POWER RESOURCES PRIVATE LTD | 2015-11-16 | PATAN-G9X
100261863 | #N/A | GA-9X-71 | Gujarat | [8 empty] | PATAN-G9X | North & west | ENERGON POWER RESOURCES PRIVATE LTD | ENERGON POWER RESOURCES PRIVATE LTD | 2015-11-16 | PATAN-G9X
100261865 | #N/A | GA-9X-53 | Gujarat | [8 empty] | PATAN-G9X | North & west | ENERGON POWER RESOURCES PRIVATE LTD | ENERGON POWER RESOURCES PRIVATE LTD | 2015-11-16 | PATAN-G9X
100261692 |  | BEN-1 | WF-IN-013-1330-Y0-A-004 | [8 empty] | Khanapur | North & west | Orange Maha Wing energy | Orange | 2015-11-02 | NORTH
100261704 |  | BEN-2 | WF-IN-013-1330-Y0-A-010 | [8 empty] | Khanapur | North & west | Orange Maha Wing energy | Orange | 2015-11-01 | NORTH
100261705 |  | BEN-3 | WF-IN-013-1330-Y0-A-001 | [8 empty] | Khanapur | North & west | Orange Maha Wing energy | Orange | 2015-11-02 | NORTH
100261699 |  | BEN-4 | WF-IN-013-1330-Y0-A-002 | [8 empty] | Khanapur | North & west | Orange Maha Wing energy | Orange | 2015-11-02 | NORTH
100261716 |  | BEN-5 | WF-IN-013-1330-Y0-A-003 | [8 empty] | Khanapur | North & west | Orange Maha Wing energy | Orange | 2015-11-02 | NORTH
100261734 |  | UN-02 | WF-IN-013-1330-Y0-A-014 | [8 empty] | Khanapur | North & west | Orange Maha Wing energy | Orange | 2015-11-02 | NORTH
100261715 |  | HC-09 | WF-IN-013-1330-Y0-A-007 | [8 empty] | Khanapur | North & west | Orange Maha Wing energy | Orange | 2015-11-08 | NORTH
100261702 |  | G-308 | WF-IN-013-1330-Y0-A-008 | [8 empty] | Khanapur | North & west | Orange Maha Wing energy | Orange | 2015-11-04 | NORTH
100261738 |  | K-13 | WF-IN-013-1330-Y0-A-005 | [8 empty] | Khanapur | North & west | Orange Maha Wing energy | Orange | 2015-11-04 | NORTH
100261755 |  | K-14 | WF-IN-013-1330-Y0-A-015 | [8 empty] | Khanapur | North & west | Orange Maha Wing energy | Orange | 2015-11-05 | NORTH
100261766 |  | UN-54 | WF-IN-013-1330-Y0-A-017 | [8 empty] | Khanapur | North & west | Orange Maha Wing energy | Orange | 2015-11-04 | NORTH
100261761 |  | UN-55 | WF-IN-013-1330-Y0-A-016 | [8 empty] | Khanapur | North & west | Orange Maha Wing energy | Orange | 2015-11-05 | NORTH
100262260 | T-01 | T-01 | WF-IN-012-1563-Y0-A-010 | [8 empty] | Bercha | North & west | Orange Ananthapur Wind Park | ORANGE | 21.05.2016 | North
100262176 | T-02 | T-02 | WF-IN-012-1563-Y0-A-014 | [8 empty] | Bercha | North & west | Orange Ananthapur Wind Park | ORANGE | 19.05.2016 | North
100262255 | B-33 | B-33 | WF-IN-012-1563-Y0-A-013 | [8 empty] | Bercha | North & west | Orange Ananthapur Wind Park | ORANGE | 20.05.2016 | North
100262168 | B-16 | B-16 | WF-IN-012-1563-Y0-A-001 | [8 empty] | Bercha | North & west | Orange Ananthapur Wind Park | ORANGE | 05.05.2016 | North
100262169 | B-01 | B-01 | WF-IN-012-1563-Y0-A-002 | [8 empty] | Bercha | North & west | Orange Ananthapur Wind Park | ORANGE | 05.05.2016 | North
100262262 | B-87 | B-87 | WF-IN-012-1563-Y0-A-008 | [8 empty] | Bercha | North & west | Orange Ananthapur Wind Park | ORANGE | 21.05.2016 | North
100262259 | B-38 | B-38 | WF-IN-012-1563-Y0-A-006 | [8 empty] | Bercha | North & west | Orange Ananthapur Wind Park | ORANGE | 21.05.2016 | North
100262180 | B-72 | B-72 | WF-IN-012-1563-Y0-A-004 | [8 empty] | Bercha | North & west | Orange Ananthapur Wind Park | ORANGE | 05.05.2016 | North
100262258 | B-71 | B-71 | WF-IN-012-1563-Y0-A-017 | [8 empty] | Bercha | North & west | Orange Ananthapur Wind Park | ORANGE | 21.05.2016 | North
100262243 | B-73 | B-73 | WF-IN-012-1563-Y0-A-003 | [8 empty] | Bercha | North & west | Orange Ananthapur Wind Park | ORANGE | 21.05.2016 | North
100262178 | B-78 | B-78 | WF-IN-012-1563-Y0-A-015 | [8 empty] | Bercha | North & west | Orange Ananthapur Wind Park | ORANGE | 05.05.2016 | North
100262175 | B-80 | B-80 | WF-IN-012-1563-Y0-A-011 | [8 empty] | Bercha | North & west | Orange Ananthapur Wind Park | ORANGE | 05.05.2016 | North
100262257 | B-04 | B-04 | WF-IN-012-1563-Y0-A-009 | [8 empty] | Bercha | North & west | Orange Ananthapur Wind Park | ORANGE | 21.05.2016 | North
100262256 | B-90 | B-90 | WF-IN-012-1563-Y0-A-007 | [8 empty] | Bercha | North & west | Orange Ananthapur Wind Park | ORANGE | 07.05.2016 | North
100262179 | B-86 | B-86 | WF-IN-012-1563-Y0-A-005 | [8 empty] | Bercha | North & west | Orange Ananthapur Wind Park | ORANGE | 05.05.2016 | North
100262263 | B-83 | B-83 | WF-IN-012-1563-Y0-A-019 | [8 empty] | Bercha | North & west | Orange Ananthapur Wind Park | ORANGE | 23.05.2016 | North
100262261 | B-77 | B-77 | WF-IN-012-1563-Y0-A-020 | [8 empty] | Bercha | North & west | Orange Ananthapur Wind Park | ORANGE | 21.05.2016 | North
100262171 | B-91 | B-91 | WF-IN-012-1563-Y0-A-016 | [8 empty] | Bercha | North & west | Orange Ananthapur Wind Park | ORANGE | 05.05.2016 | North
100262279 | B-92 | B-92 | WF-IN-012-1563-Y0-A-023 | [8 empty] | Bercha | North & west | Orange Ananthapur Wind Park | ORANGE | 21.05.2016 | North
100262170 | B-84 | B-84 | WF-IN-012-1563-Y0-A-018 | [8 empty] | Bercha | North & west | Orange Ananthapur Wind Park | ORANGE | 05.05.2016 | North
100262278 | B-75 | B-75 | WF-IN-012-1563-Y0-A-021 | [8 empty] | Bercha | North & west | Orange Ananthapur Wind Park | ORANGE | 21.05.2016 | North
100262167 | B-89 | B-89 | WF-IN-012-1563-Y0-A-022 | [8 empty] | Bercha | North & west | Orange Ananthapur Wind Park | ORANGE | 05.05.2016 | North
100262241 | B-85 | B-85 | WF-IN-012-1563-Y0-A-024 | [8 empty] | Bercha | North & west | Orange Ananthapur Wind Park | ORANGE | 21.05.2016 | North
100262267 | B-79 | B-79 | WF-IN-012-1563-Y0-A-025 | [8 empty] | Bercha | North & west | Orange Ananthapur Wind Park | ORANGE | 24.05.2016 | North
100262254 | B-82 | B-82 | WF-IN-012-1563-Y0-A-012 | [8 empty] | Bercha | North & west | Orange Ananthapur Wind Park | ORANGE | 21.05.2016 | North
100261826 | GF-96N3 | GF-96N3 | WF-IN-012-1509-Y0-A-001 | [8 empty] | FATANPUR | North & west | Energon | Energon | 2016-04-01 | NORTH
100262013 | GF-17N2 | GF-17N2 | WF-IN-012-1509-Y0-A-002 | [8 empty] | FATANPUR | North & west | Energon | Energon | 2016-03-18 | NORTH
100262020 | GF122N3 | GF122N3 | WF-IN-012-1509-Y0-A-003 | [8 empty] | FATANPUR | North & west | Energon | Energon | 2016-03-19 | NORTH
100261998 | GF-129N | GF-129N | WF-IN-012-1509-Y0-A-004 | [8 empty] | FATANPUR | North & west | Energon | Energon | 2016-03-19 | NORTH
100262001 | GF-125N | GF-125N | WF-IN-012-1509-Y0-A-005 | [8 empty] | FATANPUR | North & west | Energon | Energon | 2016-03-21 | NORTH
100262194 | GF-83N2 | GF-83N2 | WF-IN-012-1509-Y0-A-006 | [8 empty] | FATANPUR | North & west | Energon | Energon | 2016-03-21 | NORTH
100262021 | GF22N1 | GF22N1 | WF-IN-012-1509-Y0-A-007 | [8 empty] | FATANPUR | North & west | Energon | Energon | 2016-03-21 | NORTH
100262280 | GF39N4 | GF39N4 | WF-IN-012-1509-Y0-A-008 | [8 empty] | FATANPUR | North & west | Energon | Energon | 2016-03-22 | NORTH
100262011 | GF-25N1 | GF-25N1 | WF-IN-012-1509-Y0-A-009 | [8 empty] | FATANPUR | North & west | Energon | Energon | 2016-03-21 | NORTH
100262017 | GF-67N3 | GF-67N3 | WF-IN-012-1509-Y0-A-010 | [8 empty] | FATANPUR | North & west | Energon | Energon | 2016-04-10 | NORTH
100262253 | GF-07N1 | GF-07N1 | WF-IN-012-1509-Y0-A-011 | [8 empty] | FATANPUR | North & west | Energon | Energon | 2016-03-25 | NORTH
100267805 | GF-24N2 | GF-24N2 | WF-IN-012-1509-Y0-A-012 | [8 empty] | FATANPUR | North & west | Energon | Energon | 2016-03-21 | NORTH
100262282 | GF-26N2 | GF-26N2 | WF-IN-012-1509-Y0-A-013 | [8 empty] | FATANPUR | North & west | Energon | Energon | 2016-04-11 | NORTH
100262160 | GF-27N1 | GF-27N1 | WF-IN-012-1509-Y0-A-014 | [8 empty] | FATANPUR | North & west | Energon | Energon | 2016-03-11 | NORTH
100262018 | GF-08N2 | GF-08N2 | WF-IN-012-1509-Y0-A-015 | [8 empty] | FATANPUR | North & west | Energon | Energon | 2016-04-03 | NORTH
100261800 | GF-69N4 | GF-69N4 | WF-IN-012-1509-Y0-A-016 | [8 empty] | FATANPUR | North & west | Energon | Energon | 2016-04-11 | NORTH
100261824 | GF-37N2 | GF-37N2 | WF-IN-012-1509-Y0-A-017 | [8 empty] | FATANPUR | North & west | Energon | Energon | 2016-03-18 | NORTH
100261997 | GF-40N2 | GF-40N2 | WF-IN-012-1509-Y0-A-018 | [8 empty] | FATANPUR | North & west | Energon | Energon | 2016-03-18 | NORTH
100262010 | GF-53N | GF-53N | WF-IN-012-1509-Y0-A-019 | [8 empty] | FATANPUR | North & west | Energon | Energon | 2016-03-19 | NORTH
100262006 | GF 10N | GF 10N | WF-IN-012-1509-Y0-A-020 | [8 empty] | FATANPUR | North & west | Energon | Energon | 2016-03-21 | NORTH
100261887 | GF-123N | GF-123N | WF-IN-012-1509-Y0-A-021 | [8 empty] | FATANPUR | North & west | Energon | Energon | 2016-03-19 | NORTH
100262268 | GF-57N4 | GF-57N4 | WF-IN-012-1509-Y0-A-022 | [8 empty] | FATANPUR | North & west | Energon | Energon | 2016-03-31 | NORTH
100262015 | GF80N3 | GF80N3 | WF-IN-012-1509-Y0-A-023 | [8 empty] | FATANPUR | North & west | Energon | Energon | 2016-04-06 | NORTH
100262012 | GF-36N2 | GF-36N2 | WF-IN-012-1509-Y0-A-024 | [8 empty] | FATANPUR | North & west | Energon | Energon | 2016-03-18 | NORTH
100261878 | GF-06N2 | GF-06N2 | WF-IN-012-1509-Y0-A-025 | [8 empty] | FATANPUR | North & west | Energon | Energon | 2016-03-25 | NORTH
100261825 | GF-126N2 | GF-126N2 | WF-IN-012-1509-Y0-A-026 | [8 empty] | FATANPUR | North & west | Energon | Energon | 2016-03-19 | NORTH
100262281 | GF-28N2 | GF-28N2 | WF-IN-012-1509-Y0-A-027 | [8 empty] | FATANPUR | North & west | Energon | Energon | 2016-03-22 | NORTH
100261823 | GF-34N3 | GF-34N3 | WF-IN-012-1509-Y0-A-028 | [8 empty] | FATANPUR | North & west | Energon | Energon | 2016-03-23 | NORTH
100261804 | GF-42N | GF-42N | WF-IN-012-1509-Y0-A-029 | [8 empty] | FATANPUR | North & west | Energon | Energon | 2016-03-18 | NORTH
100262014 | GF-68N6 | GF-68N6 | WF-IN-012-1509-Y0-A-030 | [8 empty] | FATANPUR | North & west | Energon | Energon | 2016-04-16 | NORTH
100262273 | GF-54N2 | GF-54N2 | WF-IN-012-1509-Y0-A-031 | [8 empty] | FATANPUR | North & west | Energon | Energon | 2016-03-30 | NORTH
100262009 | GF-87N3 | GF-87N3 | WF-IN-012-1509-Y0-A-032 | [8 empty] | FATANPUR | North & west | Energon | Energon | 2016-03-21 | NORTH
100261803 | GF-01N2 | GF-01N2 | WF-IN-012-1509-Y0-A-033 | [8 empty] | FATANPUR | North & west | Energon | Energon | 2016-03-25 | NORTH
100262019 | GF-154N | GF-154N | WF-IN-012-1509-Y0-A-034 | [8 empty] | FATANPUR | North & west | Energon | Energon | 2016-03-25 | NORTH
100262022 | GF-35 | GF-35 | WF-IN-012-1509-Y0-A-035 | [8 empty] | FATANPUR | North & west | Energon | Energon | 2016-03-18 | NORTH
100262277 | GF-110N | GF-110N | WF-IN-012-1509-Y0-A-036 | [8 empty] | FATANPUR | North & west | Energon | Energon | 2016-04-05 | NORTH
100262016 | GF-41 | GF-41 | WF-IN-012-1509-Y0-A-037 | [8 empty] | FATANPUR | North & west | Energon | Energon | 2016-03-19 | NORTH
100261827 | GF-18N2 | GF-18N2 | WF-IN-012-1509-Y0-A-038 | [8 empty] | FATANPUR | North & west | Energon | Energon | 2016-03-18 | NORTH
100262276 | GF 144N | GF 144N | WF-IN-012-1509-Y0-A-039 | [8 empty] | FATANPUR | North & west | Energon | Energon | 2016-03-29 | NORTH
100261799 | GF 38N | GF 38N | WF-IN-012-1509-Y0-A-040 | [8 empty] | FATANPUR | North & west | Energon | Energon | 2016-03-18 | NORTH
100262285 | GF 132N3 | GF 132N3 | WF-IN-012-1509-Y0-A-041 | [8 empty] | FATANPUR | North & west | Energon | Energon | 2016-05-11 | NORTH
100262287 | GF 23N3 | GF 23N3 | WF-IN-012-1509-Y0-A-042 | [8 empty] | FATANPUR | North & west | Energon | Energon | 2016-04-03 | NORTH
100262319 | GF-149N4 | GF-149N4 | WF-IN-012-1509-Y0-A-043 | [8 empty] | FATANPUR | North & west | Energon | Energon | 2016-03-27 | NORTH
100262270 | GF 133N2 | GF 133N2 | WF-IN-012-1509-Y0-A-044 | [8 empty] | FATANPUR | North & west | Energon | Energon | 2016-03-22 | NORTH
100262272 | GF 163N | GF 163N | WF-IN-012-1509-Y0-A-045 | [8 empty] | FATANPUR | North & west | Energon | Energon | 2016-04-09 | NORTH
100262317 | GF 135N2 | GF 135N2 | WF-IN-012-1509-Y0-A-046 | [8 empty] | FATANPUR | North & west | Energon | Energon | 2016-03-29 | NORTH
100262233 | GF 127N | GF 127N | WF-IN-012-1509-Y0-A-047 | [8 empty] | FATANPUR | North & west | Energon | Energon | 2016-03-22 | NORTH
100262288 | GF 44N4 | GF 44N4 | WF-IN-012-1509-Y0-A-048 | [8 empty] | FATANPUR | North & west | Energon | Energon | 2016-03-26 | NORTH
100262274 | GF 161N | GF 161N | WF-IN-012-1509-Y0-A-049 | [8 empty] | FATANPUR | North & west | Energon | Energon | 2016-04-01 | NORTH
100262338 | GF 162N | GF 162N | WF-IN-012-1509-Y0-A-050 | [8 empty] | FATANPUR | North & west | Energon | Energon | 2016-04-06 | NORTH
100262318 | GF 165N | GF 165N | WF-IN-012-1509-Y0-A-051 | [8 empty] | FATANPUR | North & west | Energon | Energon | 2016-04-03 | NORTH
100262322 | GF 03N3 | GF 03N3 | WF-IN-012-1509-Y0-A-052 | [8 empty] | FATANPUR | North & west | Energon | Energon | 2016-04-03 | NORTH
100262320 | GF 82N | GF 82N | WF-IN-012-1509-Y0-A-053 | [8 empty] | FATANPUR | North & west | Energon | Energon | 2016-03-27 | NORTH
100262283 | GF 134N2 | GF 134N2 | WF-IN-012-1509-Y0-A-054 | [8 empty] | FATANPUR | North & west | Energon | Energon | 2016-03-30 | NORTH
100262192 |  | BD-01 | WF-IN-012-1578-Y0-A-001 | [8 empty] | Dhar | North & west | Hero Future Energies | HERO | 2016-04-15 | North
100262147 |  | BD-02 | WF-IN-012-1578-Y0-A-002 | [8 empty] | Dhar | North & west | Hero Future Energies | HERO | 2016-03-29 | North
100262145 |  | BD-03 | WF-IN-012-1578-Y0-A-003 | [8 empty] | Dhar | North & west | Hero Future Energies | HERO | 2016-03-29 | North
100262123 |  | BD-04 | WF-IN-012-1578-Y0-A-004 | [8 empty] | Dhar | North & west | Hero Future Energies | HERO | 2016-03-29 | North
100262120 |  | BD-05 | WF-IN-012-1578-Y0-A-005 | [8 empty] | Dhar | North & west | Hero Future Energies | HERO | 2016-03-29 | North
100262122 |  | BD-06 | WF-IN-012-1578-Y0-A-006 | [8 empty] | Dhar | North & west | Hero Future Energies | HERO | 2016-03-29 | North
100262044 |  | BD-07 | WF-IN-012-1578-Y0-A-007 | [8 empty] | Dhar | North & west | Hero Future Energies | HERO | 2016-03-29 | North
100262146 |  | BD-08 | WF-IN-012-1578-Y0-A-008 | [8 empty] | Dhar | North & west | Hero Future Energies | HERO | 2016-03-29 | North
100262026 |  | BD-09 | WF-IN-012-1578-Y0-A-009 | [8 empty] | Dhar | North & west | Hero Future Energies | HERO | 2016-03-29 | North
100262046 |  | BD-10 | WF-IN-012-1578-Y0-A-010 | [8 empty] | Dhar | North & west | Hero Future Energies | HERO | 2016-03-29 | North
100262149 |  | BD-11 | WF-IN-012-1578-Y0-A-011 | [8 empty] | Dhar | North & west | Hero Future Energies | HERO | 2016-03-29 | North
100262148 |  | BD-12 | WF-IN-012-1578-Y0-A-012 | [8 empty] | Dhar | North & west | Hero Future Energies | HERO | 2016-03-29 | North
100262155 |  | BD-13 | WF-IN-012-1578-Y0-A-013 | [8 empty] | Dhar | North & west | Hero Future Energies | HERO | 2016-03-29 | North
100262150 |  | BD-14 | WF-IN-012-1578-Y0-A-014 | [8 empty] | Dhar | North & west | Hero Future Energies | HERO | 2016-03-29 | North
100262158 |  | BD-15 | WF-IN-012-1578-Y0-A-015 | [8 empty] | Dhar | North & west | Hero Future Energies | HERO | 2016-03-29 | North
100262036 |  | BD-16 | WF-IN-012-1578-Y0-A-016 | [8 empty] | Dhar | North & west | Hero Future Energies | HERO | 2016-03-29 | North
100262234 |  | BD-17 | WF-IN-012-1578-Y0-A-017 | [8 empty] | Dhar | North & west | Hero Future Energies | HERO | 2016-03-29 | North
100262041 |  | BD-18 | WF-IN-012-1578-Y0-A-018 | [8 empty] | Dhar | North & west | Hero Future Energies | HERO | 2016-03-29 | North
100262154 |  | BD-19 | WF-IN-012-1578-Y0-A-019 | [8 empty] | Dhar | North & west | Hero Future Energies | HERO | 2016-03-29 | North
100262040 |  | BD-20 | WF-IN-012-1578-Y0-A-020 | [8 empty] | Dhar | North & west | Hero Future Energies | HERO | 2016-03-29 | North
100262125 |  | BD-21 | WF-IN-012-1578-Y0-A-021 | [8 empty] | Dhar | North & west | Hero Future Energies | HERO | 2016-03-29 | North
100262159 |  | BD-22 | WF-IN-012-1578-Y0-A-022 | [8 empty] | Dhar | North & west | Hero Future Energies | HERO | 2016-03-29 | North
100262039 |  | BD-23 | WF-IN-012-1578-Y0-A-023 | [8 empty] | Dhar | North & west | Hero Future Energies | HERO | 2016-03-30 | North
100262121 |  | BD-24 | WF-IN-012-1578-Y0-A-024 | [8 empty] | Dhar | North & west | Hero Future Energies | HERO | 2016-03-29 | North
100262152 |  | BD-25 | WF-IN-012-1578-Y0-A-025 | [8 empty] | Dhar | North & west | Hero Future Energies | HERO | 2016-03-29 | North
100262051 |  | BD-26 | WF-IN-012-1578-Y0-A-026 | [8 empty] | Dhar | North & west | Hero Future Energies | HERO | 2016-03-29 | North
100262034 |  | BD-27 | WF-IN-012-1578-Y0-A-027 | [8 empty] | Dhar | North & west | Hero Future Energies | HERO | 2016-03-29 | North
100262124 |  | BD-28 | WF-IN-012-1578-Y0-A-028 | [8 empty] | Dhar | North & west | Hero Future Energies | HERO | 2016-03-29 | North
100262134 |  | BD-29 | WF-IN-012-1578-Y0-A-029 | [8 empty] | Dhar | North & west | Hero Future Energies | HERO | 2016-03-29 | North
100262042 |  | BD-30 | WF-IN-012-1578-Y0-A-030 | [8 empty] | Dhar | North & west | Hero Future Energies | HERO | 2016-03-29 | North
100262050 |  | BD-31 | WF-IN-012-1578-Y0-A-031 | [8 empty] | Dhar | North & west | Hero Future Energies | HERO | 2016-03-29 | North
100262045 |  | BD-32 | WF-IN-012-1578-Y0-A-032 | [8 empty] | Dhar | North & west | Hero Future Energies | HERO | 2016-03-29 | North
100262052 |  | BD-33 | WF-IN-012-1578-Y0-A-033 | [8 empty] | Dhar | North & west | Hero Future Energies | HERO | 2016-03-29 | North
100262153 |  | BD-34 | WF-IN-012-1578-Y0-A-034 | [8 empty] | Dhar | North & west | Hero Future Energies | HERO | 2016-03-29 | North
100262193 |  | BD-35 | WF-IN-012-1578-Y0-A-035 | [8 empty] | Dhar | North & west | Hero Future Energies | HERO | 2016-03-29 | North
100262127 |  | BD-36 | WF-IN-012-1578-Y0-A-050 | [8 empty] | Dhar | North & west | Hero Future Energies | HERO | 2016-03-29 | North
100262043 |  | BD-37 | WF-IN-012-1578-Y0-A-036 | [8 empty] | Dhar | North & west | Hero Future Energies | HERO | 2016-03-29 | North
100262028 |  | BD-38 | WF-IN-012-1578-Y0-A-037 | [8 empty] | Dhar | North & west | Hero Future Energies | HERO | 2016-03-29 | North
100262128 |  | BD-39 | WF-IN-012-1578-Y0-A-038 | [8 empty] | Dhar | North & west | Hero Future Energies | HERO | 2016-03-29 | North
100262027 |  | BD-40 | WF-IN-012-1578-Y0-A-039 | [8 empty] | Dhar | North & west | Hero Future Energies | HERO | 2016-04-02 | North
100262033 |  | BD-41 | WF-IN-012-1578-Y0-A-040 | [8 empty] | Dhar | North & west | Hero Future Energies | HERO | 2016-03-29 | North
100262231 |  | BD-42 | WF-IN-012-1578-Y0-A-041 | [8 empty] | Dhar | North & west | Hero Future Energies | HERO | 2016-03-29 | North
100262156 |  | BD-43 | WF-IN-012-1578-Y0-A-042 | [8 empty] | Dhar | North & west | Hero Future Energies | HERO | 2016-03-29 | North
100262196 |  | BD-44 | WF-IN-012-1578-Y0-A-043 | [8 empty] | Dhar | North & west | Hero Future Energies | HERO | 2016-03-29 | North
100262157 |  | BD-45 | WF-IN-012-1578-Y0-A-044 | [8 empty] | Dhar | North & west | Hero Future Energies | HERO | 2016-03-30 | North
100262037 |  | BD-46 | WF-IN-012-1578-Y0-A-045 | [8 empty] | Dhar | North & west | Hero Future Energies | HERO | 2016-03-29 | North
100262151 |  | BD-47 | WF-IN-012-1578-Y0-A-046 | [8 empty] | Dhar | North & west | Hero Future Energies | HERO | 2016-03-29 | North
100262161 |  | BD-48 | WF-IN-012-1578-Y0-A-047 | [8 empty] | Dhar | North & west | Hero Future Energies | HERO | 2016-03-29 | North
100262195 |  | BD-49 | WF-IN-012-1578-Y0-A-048 | [8 empty] | Dhar | North & west | Hero Future Energies | HERO | 2016-03-30 | North
100262232 |  | BD-50 | WF-IN-012-1578-Y0-A-049 | [8 empty] | Dhar | North & west | Hero Future Energies | HERO | 2016-03-29 | North
100262110 | GJA-01 | GJA-01 | WF-IN-012-1586-Y0-A-001 | [8 empty] | JAORA | North & west | PTC Energy LTD | PTC | 21.03.2016 | North
100262102 | GJA-03 | GJA-03 | WF-IN-012-1586-Y0-A-002 | [8 empty] | JAORA | North & west | PTC Energy LTD | PTC | 14.03.2016 | North
100262104 | GJA-04 | GJA-04 | WF-IN-012-1586-Y0-A-003 | [8 empty] | JAORA | North & west | PTC Energy LTD | PTC | 20.03.2016 | North
100262049 | GJA-05 | GJA-05 | WF-IN-012-1586-Y0-A-004 | [8 empty] | JAORA | North & west | PTC Energy LTD | PTC | 17.03.2016 | North
100262108 | GJA-06 | GJA-06 | WF-IN-012-1586-Y0-A-005 | [8 empty] | JAORA | North & west | PTC Energy LTD | PTC | 09.03.2016 | North
100262113 | GJA-08 | GJA-08 | WF-IN-012-1586-Y0-A-006 | [8 empty] | JAORA | North & west | PTC Energy LTD | PTC | 17.03.2016 | North
100262048 | GJA-40 | GJA-40 | WF-IN-012-1586-Y0-A-007 | [8 empty] | JAORA | North & west | PTC Energy LTD | PTC | 12.03.21016 | North
100262114 | GJA-10 | GJA-41 | WF-IN-012-1586-Y0-A-008 | [8 empty] | JAORA | North & west | PTC Energy LTD | PTC | 09.03.2016 | North
100262105 | GJA-44 | GJA-44 | WF-IN-012-1586-Y0-A-009 | [8 empty] | JAORA | North & west | PTC Energy LTD | PTC | 12.03.21016 | North
100262111 | GJA-12 | GJA-12 | WF-IN-012-1586-Y0-A-010 | [8 empty] | JAORA | North & west | PTC Energy LTD | PTC | 08.03.2016 | North
100262107 | GJA-13 | GJA-13 | WF-IN-012-1586-Y0-A-011 | [8 empty] | JAORA | North & west | PTC Energy LTD | PTC | 10.03.2016 | North
100262106 | GJA-20 | GJA-20 | WF-IN-012-1586-Y0-A-012 | [8 empty] | JAORA | North & west | PTC Energy LTD | PTC | 17.03.2016 | North
100262109 | GJA-21 | GJA-21 | WF-IN-012-1586-Y0-A-013 | [8 empty] | JAORA | North & west | PTC Energy LTD | PTC | 10.03.2016 | North
100262103 | GJA-22 | GJA-22 | WF-IN-012-1586-Y0-A-014 | [8 empty] | JAORA | North & west | PTC Energy LTD | PTC | 20.03.2016 | North
100262112 | GJA-25 | GJA-42 | WF-IN-012-1586-Y0-A-015 | [8 empty] | JAORA | North & west | PTC Energy LTD | PTC | 13.03.2016 | North
100262143 | G97-003 | GA-003 | WF-IN-012-1584-Y0-A-001 | [8 empty] | AMBA | North & west | ostro urja wind pvt. Ltd. | OSTRO | 22-03-2016 | North
100261248 | G97-020 | GA-020 | WF-IN-012-1584-Y0-A-003 | [8 empty] | AMBA | North & west | ostro urja wind pvt. Ltd. | OSTRO | 22-03-2016 | North
100262173 | G97-048 | GA-048 | not available | [8 empty] | AMBA | North & west | M/s Alliance Projects | ALLIANCE | 29-03-2016 | North
100262203 | G97-053 | GA-053 | WF-IN-012-1584-Y0-A-004 | [8 empty] | AMBA | North & west | ostro urja wind pvt. Ltd. | OSTRO | 22-03-2016 | North
100262247 | G97-037 | GA-037 | WF-IN-012-1584-Y0-A-005 | [8 empty] | AMBA | North & west | ostro urja wind pvt. Ltd. | OSTRO | 22-03-2016 | North
100262140 | G97-065 | GA-065 | WF-IN-012-1584-Y0-A-006 | [8 empty] | AMBA | North & west | ostro urja wind pvt. Ltd. | OSTRO | 26-03-2016 | North
100262135 | G97-054 | GA-054 | not available | [8 empty] | AMBA | North & west | Rodic Consultants Pvt. Ltd. | RODIC | 26-03-2016 | North
100262138 | G97-064 | GA-064 | WF-IN-012-1584-Y0-A-007 | [8 empty] | AMBA | North & west | ostro urja wind pvt. Ltd. | OSTRO | 22-03-2016 | North
100262141 | G97-083 | GA-083 | WF-IN-012-1584-Y0-A-008 | [8 empty] | AMBA | North & west | ostro urja wind pvt. Ltd. | OSTRO | 26-03-2016 | North
100262201 | G97-050 | GA-050 | WF-IN-012-1584-Y0-A-009 | [8 empty] | AMBA | North & west | ostro urja wind pvt. Ltd. | OSTRO | 22-03-2016 | North
100262326 | G97-079 | GA-079 | WF-IN-012-1584-Y0-A-010 | [8 empty] | AMBA | North & west | ostro urja wind pvt. Ltd. | OSTRO | 26-03-2016 | North
100262237 | G97-081 | GA-081 | WF-IN-012-1584-Y0-A-011 | [8 empty] | AMBA | North & west | ostro urja wind pvt. Ltd. | OSTRO | 22-03-2016 | North
100262137 | G97-082 | GA-082 | WF-IN-012-1584-Y0-A-012 | [8 empty] | AMBA | North & west | ostro urja wind pvt. Ltd. | OSTRO | 22-03-2016 | North
100262142 | G97-076 | GA-076 | WF-IN-012-1584-Y0-A-013 | [8 empty] | AMBA | North & west | ostro urja wind pvt. Ltd. | OSTRO | 26-03-2016 | North
100262236 | G97-077 | GA-077 | WF-IN-012-1584-Y0-A-014 | [8 empty] | AMBA | North & west | ostro urja wind pvt. Ltd. | OSTRO | 26-03-2016 | North
100262250 | G97-033 | GA-033 | WF-IN-012-1584-Y0-A-015 | [8 empty] | AMBA | North & west | ostro urja wind pvt. Ltd. | OSTRO | 22-03-2016 | North
100262235 | G97-027 | GA-027 | WF-IN-012-1584-Y0-A-016 | [8 empty] | AMBA | North & west | ostro urja wind pvt. Ltd. | OSTRO | 22-03-2016 | North
100262139 | G97-010 | GA-010 | WF-IN-012-1584-Y0-A-017 | [8 empty] | AMBA | North & west | ostro urja wind pvt. Ltd. | OSTRO | 22-03-2016 | North
100262136 | G97-009 | GA-009 | WF-IN-012-1584-Y0-A-018 | [8 empty] | AMBA | North & west | ostro urja wind pvt. Ltd. | OSTRO | 22-03-2016 | North
100262144 | G97-168 | GA-156(168) | WF-IN-012-1584-Y0-A-019 | [8 empty] | AMBA | North & west | ostro urja wind pvt. Ltd. | OSTRO | 22-03-2016 | North
100262204 | G97-212 | GA-157(212) | WF-IN-012-1584-Y0-A-020 | [8 empty] | AMBA | North & west | ostro urja wind pvt. Ltd. | OSTRO | 22-03-2016 | North
100262206 | G97-105 | GA-146(105) | WF-IN-012-1584-Y0-A-021 | [8 empty] | AMBA | North & west | ostro urja wind pvt. Ltd. | OSTRO | 26-03-2016 | North
100262286 | G97-211 | GA-159(211) | WF-IN-012-1584-Y0-A-022 | [8 empty] | AMBA | North & west | ostro urja wind pvt. Ltd. | OSTRO | 22-03-2016 | North
100262252 | G97-164 | GA-164 | WF-IN-012-1584-Y0-A-023 | [8 empty] | AMBA | North & west | ostro urja wind pvt. Ltd. | OSTRO | 22-03-2016 | North
100262200 | G97-093 | GA-093 | WF-IN-012-1584-Y0-A-024 | [8 empty] | AMBA | North & west | ostro urja wind pvt. Ltd. | OSTRO | 22-03-2016 | North
100262251 | G97-86 | GA-205(86) | WF-IN-012-1584-Y0-A-025 | [8 empty] | AMBA | North & west | ostro urja wind pvt. Ltd. | OSTRO | 22-03-2016 | North
100262198 | G97-176 | GA/97-176 | WF-IN-012-1584-Y0-A-026 | [8 empty] | AMBA | North & west | ostro urja wind pvt. Ltd. | OSTRO | 22-03-2016 | North
100262246 | G97-163 | GA/97-163 | WF-IN-012-1584-Y0-A-027 | [8 empty] | AMBA | North & west | ostro urja wind pvt. Ltd. | OSTRO | 22-03-2016 | North
100262328 | G97-184 | GA/97-184 | WF-IN-012-1584-Y0-A-028 | [8 empty] | AMBA | North & west | ostro urja wind pvt. Ltd. | OSTRO | 29-03-2016 | North
100262197 | G97-193 | GA/97-193 | WF-IN-012-1584-Y0-A-030 | [8 empty] | AMBA | North & west | ostro urja wind pvt. Ltd. | OSTRO | 22-03-2016 | North
100262202 | G97-222 | GA/97-222 | WF-IN-012-1584-Y0-A-031 | [8 empty] | AMBA | North & west | ostro urja wind pvt. Ltd. | OSTRO | 22-03-2016 | North
100262199 | G97-249 | GA/97-249 | WF-IN-012-1584-Y0-A-032 | [8 empty] | AMBA | North & west | ostro urja wind pvt. Ltd. | OSTRO | 22-03-2016 | North
100262205 | G97-177 | GA/97-177 | WF-IN-012-1584-Y0-A-033 | [8 empty] | AMBA | North & west | ostro urja wind pvt. Ltd. | OSTRO | 22-03-2016 | North
100262249 | G97-268 | GA/97-125(268) | WF-IN-012-1584-Y0-A-002 | [8 empty] | AMBA | North & west | ostro urja wind pvt. Ltd. | OSTRO | 26-03-2016 | North
100262321 | G97-261 | GA/97-261 | WF-IN-012-1584-Y0-A-029 | [8 empty] | AMBA | North & west | ostro urja wind pvt. Ltd. | OSTRO | 26-03-2016 | North
100262092 |  | K-2 | [9 empty] | Betul | North & west | Kukru Wind Power Pvt. Ltd. | ATRIA POWER | 2016-04-18 | NORTH
100262070 |  | K-3 | [9 empty] | Betul | North & west | Kukru Wind Power Pvt. Ltd. | ATRIA POWER | 2016-04-14 | NORTH
100262074 |  | K-4 | [9 empty] | Betul | North & west | Kukru Wind Power Pvt. Ltd. | ATRIA POWER | 2016-04-26 | NORTH
100262087 |  | K-5 | [9 empty] | Betul | North & west | Kukru Wind Power Pvt. Ltd. | ATRIA POWER | 2016-04-19 | NORTH
100262082 |  | K-6 | [9 empty] | Betul | North & west | Kukru Wind Power Pvt. Ltd. | ATRIA POWER | 2016-04-26 | NORTH
100262085 |  | K-7 | [9 empty] | Betul | North & west | Kukru Wind Power Pvt. Ltd. | ATRIA POWER | 2016-05-10 | NORTH
100262083 |  | K-8 | [9 empty] | Betul | North & west | Kukru Wind Power Pvt. Ltd. | ATRIA POWER | 2016-04-14 | NORTH
100262071 |  | K-9 | [9 empty] | Betul | North & west | Kukru Wind Power Pvt. Ltd. | ATRIA POWER | 2016-04-14 | NORTH
100262080 |  | K-11 | [9 empty] | Betul | North & west | Kukru Wind Power Pvt. Ltd. | ATRIA POWER | 2016-04-14 | NORTH
100262093 |  | K-12 | [9 empty] | Betul | North & west | Kukru Wind Power Pvt. Ltd. | ATRIA POWER | 2016-04-10 | NORTH
100262075 |  | K-13 | [9 empty] | Betul | North & west | Kukru Wind Power Pvt. Ltd. | ATRIA POWER | 2016-04-10 | NORTH
100262072 |  | K-14 | [9 empty] | Betul | North & west | Kukru Wind Power Pvt. Ltd. | ATRIA POWER | 2016-04-19 | NORTH
100262081 |  | K-15 | [9 empty] | Betul | North & west | Kukru Wind Power Pvt. Ltd. | ATRIA POWER | 2016-04-18 | NORTH
100262086 |  | K-16 | [9 empty] | Betul | North & west | Kukru Wind Power Pvt. Ltd. | ATRIA POWER | 2016-04-20 | NORTH
100262088 |  | K-17 | [9 empty] | Betul | North & west | Kukru Wind Power Pvt. Ltd. | ATRIA POWER | 2016-04-24 | NORTH
100262078 |  | K-18 | [9 empty] | Betul | North & west | Kukru Wind Power Pvt. Ltd. | ATRIA POWER | 2016-04-08 | NORTH
100262077 |  | K-19 | [9 empty] | Betul | North & west | Kukru Wind Power Pvt. Ltd. | ATRIA POWER | 2016-04-08 | NORTH
100262073 |  | K-20 | [9 empty] | Betul | North & west | Kukru Wind Power Pvt. Ltd. | ATRIA POWER | 2016-04-08 | NORTH
100262069 |  | K-21 | [9 empty] | Betul | North & west | Kukru Wind Power Pvt. Ltd. | ATRIA POWER | 2016-04-08 | NORTH
100262091 |  | K-22 | [9 empty] | Betul | North & west | Kukru Wind Power Pvt. Ltd. | ATRIA POWER | 2016-05-07 | NORTH
100262090 |  | K-23 | [9 empty] | Betul | North & west | Kukru Wind Power Pvt. Ltd. | ATRIA POWER | 2016-04-10 | NORTH
100262076 |  | K-24 | [9 empty] | Betul | North & west | Kukru Wind Power Pvt. Ltd. | ATRIA POWER | 2016-04-12 | NORTH
100262084 |  | KK-25 | [9 empty] | Betul | North & west | Kukru Wind Power Pvt. Ltd. | ATRIA POWER | 2016-04-18 | NORTH
100262089 |  | K-26 | [9 empty] | Betul | North & west | Kukru Wind Power Pvt. Ltd. | ATRIA POWER | 2016-05-04 | NORTH
100262079 |  | KK-28 | [9 empty] | Betul | North & west | Kukru Wind Power Pvt. Ltd. | ATRIA POWER | 2016-04-26 | NORTH
100261688 | G97-62 | PRG-II-62 | WF-IN-020-1329-Y0-A-027 | [8 empty] | Pratapgarh G9X | North & west | Welspun Renewables Pvt.Ltd | Welspun Energy Rajasthan Pvt.Ltd | 2015-10-28 | North
100261480 | G97-79 | PRG-II-79 | WF-IN-020-1329-Y0-A-011 | [8 empty] | Pratapgarh G9X | North & west | Welspun Renewables Pvt.Ltd | Welspun Energy Rajasthan Pvt.Ltd | 2015-10-01 | North
100261592 | G97-49 | PRG-II-49 | WF-IN-020-1329-Y0-A-004 | [8 empty] | Pratapgarh G9X | North & west | Welspun Renewables Pvt.Ltd | Welspun Energy Rajasthan Pvt.Ltd | 2015-08-19 | North
100261635 | G97-114 | PRG-II-114 | WF-IN-020-1329-Y0-A-001 | [8 empty] | Pratapgarh G9X | North & west | Welspun Renewables Pvt.Ltd | Welspun Energy Rajasthan Pvt.Ltd | 2015-08-19 | North
100261579 | G97-48 | PRG-II-48 | WF-IN-020-1329-Y0-A-003 | [8 empty] | Pratapgarh G9X | North & west | Welspun Renewables Pvt.Ltd | Welspun Energy Rajasthan Pvt.Ltd | 2015-08-19 | North
100261632 | G97-50 | PRG-II-50 | WF-IN-020-1329-Y0-A-007 | [8 empty] | Pratapgarh G9X | North & west | Welspun Renewables Pvt.Ltd | Welspun Energy Rajasthan Pvt.Ltd | 2015-08-19 | North
100261564 | G97-56 | PRG-II-56 | WF-IN-020-1329-Y0-A-010 | [8 empty] | Pratapgarh G9X | North & west | Welspun Renewables Pvt.Ltd | Welspun Energy Rajasthan Pvt.Ltd | 2015-08-19 | North
100261565 | G97-110 | PRG-II-110 | WF-IN-020-1329-Y0-A-005 | [8 empty] | Pratapgarh G9X | North & west | Welspun Renewables Pvt.Ltd | Welspun Energy Rajasthan Pvt.Ltd | 2015-08-19 | North
100261615 | G97-15 | PRG-II-15 | WF-IN-020-1329-Y0-A-013 | [8 empty] | Pratapgarh G9X | North & west | Welspun Renewables Pvt.Ltd | Welspun Energy Rajasthan Pvt.Ltd | 2015-10-28 | North
100261629 | G97-23 | PRG-II-23 | WF-IN-020-1329-Y0-A-002 | [8 empty] | Pratapgarh G9X | North & west | Welspun Renewables Pvt.Ltd | Welspun Energy Rajasthan Pvt.Ltd | 2015-08-19 | North
100261573 | G97-73 | PRG-II-73 | WF-IN-020-1329-Y0-A-015 | [8 empty] | Pratapgarh G9X | North & west | Welspun Renewables Pvt.Ltd | Welspun Energy Rajasthan Pvt.Ltd | 2015-11-19 | North
100261643 | G97-78 | PRG-II-78 | WF-IN-020-1329-Y0-A-006 | [8 empty] | Pratapgarh G9X | North & west | Welspun Renewables Pvt.Ltd | Welspun Energy Rajasthan Pvt.Ltd | 2015-08-20 | North
100261571 | G97-58 | PRG-II-58 | WF-IN-020-1329-Y0-A-008 | [8 empty] | Pratapgarh G9X | North & west | Welspun Renewables Pvt.Ltd | Welspun Energy Rajasthan Pvt.Ltd | 2015-08-20 | North
100261484 | G97-135 | PRG-II-135 | WF-IN-020-1329-Y0-A-014 | [8 empty] | Pratapgarh G9X | North & west | Welspun Renewables Pvt.Ltd | Welspun Energy Rajasthan Pvt.Ltd | 2015-10-01 | North
100261574 | G97-130 | PRG-II-130 | WF-IN-020-1329-Y0-A-017 | [8 empty] | Pratapgarh G9X | North & west | Welspun Renewables Pvt.Ltd | Welspun Energy Rajasthan Pvt.Ltd | 2015-11-19 | North
100261580 | G97-14 | PRG-II-14 | WF-IN-020-1329-Y0-A-009 | [8 empty] | Pratapgarh G9X | North & west | Welspun Renewables Pvt.Ltd | Welspun Energy Rajasthan Pvt.Ltd | 2015-12-18 | North
100261591 | G97-142 | PRG-II-142 | WF-IN-020-1329-Y0-A-018 | [8 empty] | Pratapgarh G9X | North & west | Welspun Renewables Pvt.Ltd | Welspun Energy Rajasthan Pvt.Ltd | 2015-11-19 | North
100261576 | G97-158 | PRG-II-158 | WF-IN-020-1329-Y0-A-025 | [8 empty] | Pratapgarh G9X | North & west | Welspun Renewables Pvt.Ltd | Welspun Energy Rajasthan Pvt.Ltd | 2015-11-20 | North
100261630 | G97-159 | PRG-II-159 | WF-IN-020-1329-Y0-A-022 | [8 empty] | Pratapgarh G9X | North & west | Welspun Renewables Pvt.Ltd | Welspun Energy Rajasthan Pvt.Ltd | 2015-12-18 | North
100261566 | G97-173 | PRG-II-173 | WF-IN-020-1329-Y0-A-012 | [8 empty] | Pratapgarh G9X | North & west | Welspun Renewables Pvt.Ltd | Welspun Energy Rajasthan Pvt.Ltd | 2015-12-18 | North
100261569 | G97-155 | PRG-II-155 | WF-IN-020-1329-Y0-A-020 | [8 empty] | Pratapgarh G9X | North & west | Welspun Renewables Pvt.Ltd | Welspun Energy Rajasthan Pvt.Ltd | 2015-11-23 | North
100261572 | G97-156 | PRG-II-156 | WF-IN-020-1329-Y0-A-021 | [8 empty] | Pratapgarh G9X | North & west | Welspun Renewables Pvt.Ltd | Welspun Energy Rajasthan Pvt.Ltd | 2015-10-27 | North
100261578 | G97-161 | PRG-II-161 | WF-IN-020-1329-Y0-A-019 | [8 empty] | Pratapgarh G9X | North & west | Welspun Renewables Pvt.Ltd | Welspun Energy Rajasthan Pvt.Ltd | 2015-10-29 | North
100261591 | G97-180 | PRG-II-180 | WF-IN-020-1329-Y0-A-023 | [8 empty] | Pratapgarh G9X | North & west | Welspun Renewables Pvt.Ltd | Welspun Energy Rajasthan Pvt.Ltd | 2015-11-19 | North
100261652 | G97-120 | PRG-II-120 | WF-IN-020-1329-Y0-A-016 | [8 empty] | Pratapgarh G9X | North & west | Welspun Renewables Pvt.Ltd | Welspun Energy Rajasthan Pvt.Ltd | 2015-09-03 | North
100261577 | G97-182 | PRG-II-182 | WF-IN-020-1329-Y0-A-024 | [8 empty] | Pratapgarh G9X | North & west | Welspun Renewables Pvt.Ltd | Welspun Energy Rajasthan Pvt.Ltd | 2015-10-29 | North
100261570 | G97-146 | PRG-II-146 | WF-IN-020-1329-Y0-A-026 | [8 empty] | Pratapgarh G9X | North & west | Welspun Renewables Pvt.Ltd | Welspun Energy Rajasthan Pvt.Ltd | 2015-09-20 | North
100261568 | G97-126 | PRG-II-126 | WF-IN-020-1329-Y0-A-029 | [8 empty] | Pratapgarh G9X | North & west | Welspun Renewables Pvt.Ltd | Welspun Energy Rajasthan Pvt.Ltd | 2015-02-07 | North
100261563 | G97-124 | PRG-II-124 | WF-IN-020-1329-Y0-A-031 | [8 empty] | Pratapgarh G9X | North & west | Welspun Renewables Pvt.Ltd | Welspun Energy Rajasthan Pvt.Ltd | 2016-02-01 | North
100261575 | G97-125 | PRG-II-125 | WF-IN-020-1329-Y0-A-028 | [8 empty] | Pratapgarh G9X | North & west | Welspun Renewables Pvt.Ltd | Welspun Energy Rajasthan Pvt.Ltd | 2016-01-30 | North
100261633 | G97-150 | PRG-II-150 | WF-IN-020-1329-Y0-A-030 | [8 empty] | Pratapgarh G9X | North & west | Welspun Renewables Pvt.Ltd | Welspun Energy Rajasthan Pvt.Ltd | 2016-02-22 | North
100262163 | G3T-NC02 | G3T-NC02 | N/A | [8 empty] | Sitac - Morbi | North & west | EDF | EDF | 29.06.2016 | Morbi
100262181 | G3T-RB13 | G3T-RB13 | N/A | [8 empty] | Sitac - Morbi | North & west | EDF | EDF | 06.08.2016 | Morbi
100262185 | G3T-NC03 | G3T-NC03 | N/A | [8 empty] | Sitac - Morbi | North & west | EDF | EDF | 30.06.2016 | Morbi
100262186 | G3T-NC05 | G3T-NC05 | N/A | [8 empty] | Sitac - Morbi | North & west | EDF | EDF | 29.06.2016 | Morbi
100262187 | G3T-NC04 | G3T-NC04 | N/A | [8 empty] | Sitac - Morbi | North & west | EDF | EDF | 29.06.2016 | Morbi
100262189 | G3T-RB14 | G3T-RB14 | N/A | [8 empty] | Sitac - Morbi | North & west | EDF | EDF | 06.08.2016 | Morbi
100262190 | G3T-RB21 | G3T-RB21 | N/A | [8 empty] | Sitac - Morbi | North & west | EDF | EDF | 06.08.2016 | Morbi
100262207 | G3T-RB10 | G3T-RB10 | N/A | [8 empty] | Sitac - Morbi | North & west | EDF | EDF | 29.06.2016 | Morbi
100262209 | G3T-RB15 | G3T-RB15 | N/A | [8 empty] | Sitac - Morbi | North & west | EDF | EDF | 06.08.2016 | Morbi
100262210 | G3T-NC06 | G3T-NC06 | N/A | [8 empty] | Sitac - Morbi | North & west | EDF | EDF | 29.06.2016 | Morbi
100262212 | G3T-RB11 | G3T-RB11 | N/A | [8 empty] | Sitac - Morbi | North & west | EDF | EDF | 30.06.2016 | Morbi
100262213 | G3T-RB09 | G3T-RB09 | N/A | [8 empty] | Sitac - Morbi | North & west | EDF | EDF | 29.06.2016 | Morbi
100262214 | G3T-NC01 | G3T-NC01 | N/A | [8 empty] | Sitac - Morbi | North & west | EDF | EDF | 29-06-2016 | Morbi
100262332 |  | GD-9X-238 | WF-IN-020-1618-Y0-A-001 | [8 empty] | Devikot | North & west | NALCO | NALCO | 03.07.2016 | North
100262289 |  | GD-9X-234 | WF-IN-020-1618-Y0-A-002 | [8 empty] | Devikot | North & west | NALCO | NALCO | 06.07.2016 | North
100262312 |  | GD-9X-236 | WF-IN-020-1618-Y0-A-003 | [8 empty] | Devikot | North & west | NALCO | NALCO | 01.07.2016 | North
100262327 |  | GD-9X-237 | WF-IN-020-1618-Y0-A-004 | [8 empty] | Devikot | North & west | NALCO | NALCO | 01.07.2016 | North
100262291 |  | GD-9X-239 | WF-IN-020-1618-Y0-A-005 | [8 empty] | Devikot | North & west | NALCO | NALCO | 06.07.2016 | North
100262333 |  | GD-9X-253 | WF-IN-020-1618-Y0-A-010 | [8 empty] | Devikot | North & west | NALCO | NALCO | 01.09.2016 | North
100262325 |  | GD-9X-258 | WF-IN-020-1618-Y0-A-011 | [8 empty] | Devikot | North & west | NALCO | NALCO | 31.08.2016 | North
100262334 |  | GD-9X-251 | WF-IN-020-1618-Y0-A-013 | [8 empty] | Devikot | North & west | NALCO | NALCO | 02.09.2016 | North
100262438 |  | GD-9X-249 | WF-IN-020-1618-Y0-A-015 | [8 empty] | Devikot | North & west | NALCO | NALCO | 01.09.2016 | North
100262480 |  | GD-9X-244 | WF-IN-020-1618-Y0-A-016 | [8 empty] | Devikot | North & west | NALCO | NALCO | 31.09.2016 | North
100262310 |  | GD-9X-312 | WF-IN-020-1618-Y0-A-017 | [8 empty] | Devikot | North & west | NALCO | NALCO | 01.09.2016 | North
100262482 |  | GD-9X-319 | WF-IN-020-1618-Y0-A-018 | [8 empty] | Devikot | North & west | NALCO | NALCO | 31.09.2016 | North
100262481 |  | GD-9X-314 | WF-IN-020-1618-Y0-A-019 | [8 empty] | Devikot | North & west | NALCO | NALCO | 01.10.2016 | North
100262439 |  | GD-9X-275 | WF-IN-020-1618-Y0-A-020 | [8 empty] | Devikot | North & west | NALCO | NALCO | 01.10.2016 | North
100262315 |  | GD-9X-228/46 | WF-IN-020-1618-Y0-A-021 | [8 empty] | Devikot | North & west | NALCO | NALCO | 01.10.2016 | North
100262431 |  | GD-9X-229/57 | WF-IN-020-1618-Y0-A-022 | [8 empty] | Devikot | North & west | NALCO | NALCO | 2016-10-10 | North
100262437 |  | GD-9X-227/183 | WF-IN-020-1618-Y0-A-023 | [8 empty] | Devikot | North & west | NALCO | NALCO | 2016-10-14 | North
100262292 |  | GD-9X-185 | WF-IN-020-1618-Y0-A-014 | [8 empty] | Devikot | North & west | NALCO | NALCO | 31.08.2016 | North
100262316 |  | GD-9X-138 | WF-IN-020-1618-Y0-A-009 | [8 empty] | Devikot | North & west | NALCO | NALCO | 31.08.2016 | North
100262337 |  | GD-9X-257 | WF-IN-020-1618-Y0-A-008 | [8 empty] | Devikot | North & west | NALCO | NALCO | 2016-08-31 | North
100262335 |  | GD-9X-230 | WF-IN-020-1618-Y0-A-025 | [8 empty] | Devikot | North & west | NALCO | NALCO | 2016-10-14 | North
100262336 |  | GD-9X-226 | WF-IN-020-1618-Y0-A-024 | [8 empty] | Devikot | North & west | NALCO | NALCO | 2016-10-18 | North

## Sheet2 (hidden)
SW version | CCU firmware | Generator | Blade | Temperature Type | Tower Height | Rotor Height
WSG145004.02 | 0.SP04_69 | ABB Type Av2 | Glass Fibre -LM | STD+ | 90m | 97
WSG145005.01 | P_SP00_16 | ABB Type C | Glass Fibre -LM CS | HT | 90.2 | 114
WSG145006.02 | P_SP00_17 | Cantarey CR20 | Infusion (i) - Gamesa | HTK | 90.3
WSG145006.03 | P_SP00_25 | Cantarey CR21 | Infusion (i) - Gamesa CS | HT HD | 104
WSG145006.06 |  |  |  |  | 106
WSG145008.01
WSG145009.01
WPG152802.01
WSG152802.01
WSG152803.02
WSG155100.01
WSG155101.01
WSG155101.02
WSG155101.03
WSG162600.01
WSG162600.02
WSG162600.03